## Material
Name | Category | Roughness | Conductivity | Density | SpecificHeat | ThermalEmittance | SolarAbsorptance | VisibleAbsorptance | EmbodiedEnergy | EmbodiedCarbon | Cost | Comment
Pine wood | Wood | Rough | 0.13 | 520 | 1600 | 0.9 | 0.7 | 0.7 | 10 | 0.71 | 0 | [lambda rho c: U-Wert.net][LCA ICE (0.31fos + 0.41bio-embodied cabon emissions)]
Douglas fir | Wood | Rough | 0.12 | 530 | 1600 | 0.9 | 0.7 | 0.7 | 10 | 0.71 | 0 | [lambda rho c: U-Wert.net][LCA ICE (0.31fos + 0.41bio-embodied cabon emissions)]
Oak | Wood | Rough | 0.18 | 690 | 2400 | 0.9 | 0.7 | 0.7 | 10 | 0.71 | 0 | [lambda rho c: U-Wert.net][LCA ICE (0.31fos + 0.41bio-embodied cabon emissions)]
Spruce | Wood | Rough | 0.13 | 450 | 1600 | 0.9 | 0.7 | 0.7 | 10 | 0.71 | 0 | [lambda rho c: U-Wert.net][LCA ICE (0.31fos + 0.41bio-embodied cabon emissions)]
Larch | Wood | Rough | 0.13 | 460 | 1600 | 0.9 | 0.7 | 0.7 | 10 | 0.71 | 0 | [lambda rho c: U-Wert.net][LCA ICE (0.31fos + 0.41bio-embodied cabon emissions)]
Oriented strand board | Wood | Rough | 0.13 | 650 | 1700 | 0.9 | 0.7 | 0.7 | 15 | 0.96 | 0 | [lambda rho c: U-Wert.net][LCA ICE (0.45fos + 0.54 bio- embodied carbon emissions)]
Medium density fiberboard | Wood | Rough | 0.09 | 500 | 1700 | 0.9 | 0.7 | 0.7 | 11 | 0.72 | 0 | [lambda rho c: U-Wert.net][LCA ICE (0.39fos + 0.35bio- embodied carbon emissions)]
Chipboard | Wood | Rough | 0.14 | 650 | 1800 | 0.9 | 0.7 | 0.7 | 10 | 0.71 | 0 | [lambda rho c: U-Wert.net][LCA ICE (0.39fos + 0.35bio- embodied carbon emissions)]
General Concrete | Concrete | Rough | 2 | 2400 | 950 | 0.9 | 0.7 | 0.7 | 0.75 | 0.1 | 0 | [lambda rho c: U-Wert.net][LCA ICE, General Concrete data]
Concrete reinforced 20-30 MPa | Concrete | Rough | 2 | 2400 | 950 | 0.9 | 0.7 | 0.7 | 0.75 | 0.1 | 0 | [lambda rho c: U-Wert.net] General concrete data used for density through visible absorptance. Data averaged for embodied enegy, embodied carbon and embodied carbon emissions.
Concrete reinforced 30-50 MPa | Concrete | Rough | 2 | 2400 | 950 | 0.9 | 0.6 | 0.6 | 0.74 | 0.099 | 0 | [lambda rho c: U-Wert.net]General concrete data used for density through visible absorptance. Data averaged for embodied enegy, embodied carbon and embodied carbon emissions.
Asphalt low binder content | Screed | Rough | 0.75 | 2350 | 920 | 0.9 | 0.6 | 0.6 | 3.39 | 0.191 | 0 | [lambda rho c: U-Wert.net] General asphalt data used for density through visible absorptance, averaged data for embodied energy through embodied carbon emissions
Asphalt high binder content | Screed | Rough | 0.75 | 2350 | 920 | 0.9 | 0.6 | 0.6 | 4.46 | 0.216 | 0 | [lambda rho c: U-Wert.net] General asphalt data used for density through visible absorptance, averaged data for embodied energy through embodied carbon emissions
Lightweight concrete | Concrete | Rough | 1.3 | 1800 | 1000 | 0.9 | 0.6 | 0.6 | 0.78 | 0.106 | 0 | [lambda rho c: U-Wert.net] [LCA, ICE Concrete 20/25 Mpa]
Cement screed | Screed | Rough | 1.4 | 2000 | 1000 | 0.9 | 0.6 | 0.6 | 1.33 | 0.221 | 0 | [lambda rho c: U-Wert.net] [ LCA ICE, Mortar (1:3 cement:sand mix) ]
Basalt | Masonry | Rough | 3.5 | 2850 | 1000 | 0.9 | 0.6 | 0.6 | 1.26 | 0.073 | 0 | [lambda rho c: U-Wert.net] [LCA, ICE General Stone]
Granite | Masonry | Rough | 2.8 | 2600 | 790 | 0.9 | 0.6 | 0.6 | 11 | 0.64 | 0 | [lambda rho c: U-Wert.net] [LCA, ICE Granite]
Lime stone | Masonry | Rough | 1.4 | 2000 | 1000 | 0.9 | 0.6 | 0.6 | 1.5 | 0.087 | 0 | [lambda rho c: U-Wert.net] [LCA, ICE, Limestone]
Adobe 1500kg_m3 | Masonry | Rough | 0.66 | 1500 | 1000 | 0.9 | 0.6 | 0.6 | 3 | 0.23 | 0 | [lambda rho c: U-Wert.net] [LCA ICE, General Clay data]
Sand stone | Masonry | Rough | 2.3 | 2600 | 710 | 0.9 | 0.6 | 0.6 | 1 | 0.058 | 0 | [lambda rho c: U-Wert.net] [LCA, ICE Sandstone]
Clinker brick 1400kg_m3 | Masonry | Rough | 0.58 | 1400 | 1000 | 0.9 | 0.6 | 0.6 | 3 | 0.23 | 0 | [lambda rho c: U-Wert.net] [LCA, ICE General (Common Brick)]
Clinker brick 1600kg_m3 | Masonry | Rough | 0.68 | 1600 | 1000 | 0.9 | 0.6 | 0.6 | 3 | 0.23 | 0 | [lambda rho c: U-Wert.net] [LCA, ICE General (Common Brick)]
Clinker brick 1800kg_m3 | Masonry | Rough | 0.81 | 1800 | 1000 | 0.9 | 0.6 | 0.6 | 3 | 0.23 | 0 | [lambda rho c: U-Wert.net] [LCA, ICE General (Common Brick)]
Clinker brick 2000kg_m3 | Masonry | Rough | 0.96 | 2000 | 1000 | 0.9 | 0.6 | 0.6 | 3 | 0.23 | 0 | [lambda rho c: U-Wert.net] [LCA, ICE General (Common Brick)]
Aerated concrete 350kg_m3 | Masonry | Rough | 0.09 | 350 | 1000 | 0.9 | 0.6 | 0.6 | 3.5 | 0.3075 | 0 | [lambda rho c: U-Wert.net] [LCA, ICE Autoclaved Aerated Blocks (ACC's)]
Aerated concrete 500kg_m3 | Masonry | Rough | 0.12 | 500 | 1000 | 0.9 | 0.6 | 0.6 | 3.5 | 0.3075 | 0 | [lambda rho c: U-Wert.net] [LCA, ICE Autoclaved Aerated Blocks (ACC's)]
Ytong block W PP 1.6-0.30 | Masonry | Rough | 0.08 | 300 | 1000 | 0.9 | 0.6 | 0.6 | 3.5 | 0.31 | 0 | [lambda rho c: U-Wert.net] [LCA, ICE Autoclaved Aerated Blocks (ACC's)]
Poroton Plan-T10 | Masonry | Rough | 0.1 | 650 | 1000 | 0.9 | 0.6 | 0.6 | 3 | 0.23 | 0 | [lambda rho c: U-Wert.net] [LCA, ICE General Common Brick]
Rigid foam EPS 035 | Insulation | Rough | 0.035 | 30 | 1500 | 0.9 | 0.6 | 0.6 | 101.5 | 3.48 | 0 | [lambda rho c: U-Wert.net] [LCA, ICE Polyurethane Rigid Foam]
Rigid foam PUR no coating | Insulation | Rough | 0.03 | 30 | 1400 | 0.9 | 0.6 | 0.6 | 101.5 | 3.48 | 0 | [lambda rho c: U-Wert.net] [LCA, ICE Polyurethane Rigid Foam]
Rigid foam PUR alu coating | Insulation | Rough | 0.025 | 30 | 1400 | 0.9 | 0.6 | 0.6 | 101.5 | 3.48 | 0 | [lambda rho c: U-Wert.net] [LCA, ICE Polyurethane Rigid Foam]
Rigid foam PUR fleece coating | Insulation | Rough | 0.028 | 30 | 1400 | 0.9 | 0.6 | 0.6 | 101.5 | 3.48 | 0 | [lambda rho c: U-Wert.net] [LCA, ICE Polyurethane Rigid Foam]
Wood fiber insulating board | Insulation | Rough | 0.042 | 160 | 2100 | 0.9 | 0.6 | 0.6 | 45 | 1.86 | 0 | [lambda rho c: U-Wert.net] [LCA, ICE General Insulation]
Styrofoam | Insulation | Rough | 0.04 | 20 | 1500 | 0.9 | 0.6 | 0.6 | 101.5 | 3.48 | 0 | [lambda rho c: U-Wert.net] No data found
Vacuum insulation panel Variotec | Insulation | Rough | 0.007 | 205 | 900 | 0.9 | 0.6 | 0.6 | 45 | 1.86 | 0 | [lambda rho c: U-Wert.net] [LCA, ICE, General Insulation]
Wood wool board 15mm | Wood | Rough | 0.09 | 570 | 2100 | 0.9 | 0.7 | 0.7 | 20 | 0.98 | 0 | [lambda rho c: U-Wert.net] [LCA, ICE, Woodwool (Board)]
Wood wool board 25mm | Wood | Rough | 0.09 | 460 | 2100 | 0.9 | 0.7 | 0.7 | 20 | 0.98 | 0 | [lambda rho c: U-Wert.net] [LCA, ICE, Woodwool (Board)]
Wood wool board 35mm | Wood | Rough | 0.09 | 415 | 2100 | 0.9 | 0.7 | 0.7 | 20 | 0.98 | 0 | [lambda rho c: U-Wert.net][LCA, ICE, Woodwool (Board)]
Wood wool board 50mm | Wood | Rough | 0.09 | 390 | 2100 | 0.9 | 0.7 | 0.7 | 20 | 0.98 | 0 | [lambda rho c: U-Wert.net] [LCA, ICE, Woodwool (Board)]
Light adobe NF 700 | Masonry | Rough | 0.21 | 700 | 1200 | 0.9 | 0.6 | 0.6 | 3 | 0.23 | 0 | U-Wert.net [LCA, ICE General (Simple Clay Baked Products)
Light adobe NF 1200 | Masonry | Rough | 0.47 | 1200 | 1200 | 0.9 | 0.6 | 0.6 | 3 | 0.23 | 0 | U-Wert.net [LCA, ICE General (Simple Clay Baked Products)
Light adobe NF 1800 | Masonry | Rough | 0.91 | 1800 | 1200 | 0.9 | 0.6 | 0.6 | 3 | 0.23 | 0 | U-Wert.net [LCA, ICE General (Simple Clay Baked Products)
Shale | Masonry | Rough | 2.2 | 2400 | 760 | 0.9 | 0.6 | 0.6 | 0.03 | 0.002 | 0 | U-Wert.net [LCA, ICE Shale]
Clinker brick | Masonry | Rough | 0.96 | 2000 | 1000 | 0.9 | 0.6 | 0.6 | 3 | 0.23 | 0 | U-Wert.net [LCA, ICE General Common Bricks]
Ytong block W PP 2-0.35 | Masonry | Rough | 0.09 | 350 | 1000 | 0.9 | 0.6 | 0.6 | 3.5 | 0.31 | 0 | U-Wert.net [LCA, ICE Autoclaved Aerated Blocks (AAC's)]
Ytong block W PP 2-0.40 | Masonry | Rough | 0.1 | 400 | 1000 | 0.9 | 0.6 | 0.6 | 3.5 | 0.31 | 0 | U-Wert.net [LCA, ICE Autoclaved Aerated Blocks (AAC's)]
Ytong block W PP 4-0.50 | Masonry | Rough | 0.12 | 500 | 1000 | 0.9 | 0.6 | 0.6 | 3.5 | 0.31 | 0 | U-Wert.net [LCA, ICE Autoclaved Aerated Blocks (AAC's)]
Ytong block W PP 4-0.55 | Masonry | Rough | 0.14 | 550 | 1000 | 0.9 | 0.6 | 0.6 | 3.5 | 0.31 | 0 | U-Wert.net [LCA, ICE Autoclaved Aerated Blocks (AAC's)]
Ytong block W PP 4-0.60 | Masonry | Rough | 0.16 | 600 | 1000 | 0.9 | 0.6 | 0.6 | 3.5 | 0.31 | 0 | U-Wert.net [LCA, ICE Autoclaved Aerated Blocks (AAC's)]
Ytong block W PP 6-0.65 | Masonry | Rough | 0.18 | 650 | 1000 | 0.9 | 0.6 | 0.6 | 3.5 | 0.31 | 0 | U-Wert.net [LCA, ICE Autoclaved Aerated Blocks (AAC's)]
Poroton T12 | Masonry | Rough | 0.12 | 650 | 1000 | 0.9 | 0.6 | 0.6 | 3 | 0.23 | 0 | U-Wert.net [LCA, ICE General Common Bricks]
Cork | Insulation | Rough | 0.05 | 160 | 1800 | 0.9 | 0.78 | 0.78 | 4 | 0.19 | 0 | [lambda rho c: U-Wert.net][ThermalEmittance SolarAbsorptance VisibleAbsorptance: DesignBuilderv3] [LCA, ICE Cork]
Ytong Multipor DAA ds | Insulation | Rough | 0.047 | 115 | 1300 | 0.9 | 0.6 | 0.6 | 45 | 1.86 | 0 | [lambda rho c: U-Wert.net] [LCA, ICE General Insulation]
Ytong Multipor WI WTR DI | Insulation | Rough | 0.042 | 90 | 1300 | 0.9 | 0.6 | 0.6 | 45 | 1.86 | 0 | [lambda rho c: U-Wert.net] [LCA, ICE General Insulation]
Ytong Multipor WAP | Insulation | Rough | 0.045 | 110 | 1300 | 0.9 | 0.6 | 0.6 | 45 | 1.86 | 0 | [lambda rho c: U-Wert.net] [LCA, ICE General Insulation]
Foam glass | Insulation | Rough | 0.056 | 130 | 750 | 0.9 | 0.6 | 0.6 | 27 | 0 | 0 | [lambda rho c: U-Wert.net] [LCA, ICE, Celular Glass]
Reed | Insulation | Rough | 0.065 | 225 | 1200 | 0.9 | 0.6 | 0.6 | 0.24 | 0.01 | 0 | [lambda rho c: U-Wert.net][ LCA, ICE, Straw]
Vacuum insulation panel Vacupor NT-B2-S | Insulation | Rough | 0.007 | 190 | 1050 | 0.9 | 0.6 | 0.6 | 45 | 1.86 | 0 | [lambda rho c: U-Wert.net] [LCA, ICE General Insulation]
Stainless Steel | Metal | Rough | 45 | 7800 | 480 | 0.1 | 0.4 | 0.4 | 56.7 | 6.15 | 0 | [lambda rho c: U-Wert.net] [ LCA ICE, Stainless Steel]
Steel | Metal | Rough | 45 | 7800 | 480 | 0.1 | 0.4 | 0.4 | 20.1 | 1.46 | 0 | [lambda rho c: U-Wert.net] [ LCA ICE, General Steel ]
Rammed Earth | Masonry | Rough | 0.75 | 1730 | 880 | 0.9 | 0.6 | 0.6 | 0 | 0 | 0 | [lambda rho c: U-Wert.net] [LCA, ICE Mud] [LCA, ICE, Single Clay Brick]
GypsumFibreBoard | Board | Rough | 0.32 | 1000 | 1100 | 0.9 | 0.7 | 0.7 | 45 | 1.86 | 0 | [lambda rho c: Saint-Gobain Rigips][LCA ICE (0.31fos + 0.41bio-embodied cabon emissions)]
Cross Laminated Timber | Timber | Rough | 0.13 | 500 | 1600 | 0.9 | 0.7 | 0.7 | 10 | 0.71 | 0 | [lambda rho c: dataholz.com][LCA ICE (0.31fos + 0.41bio-embodied cabon emissions)]
Plaster | Screed | Rough | 1 | 2000 | 1130 | 0.9 | 0.6 | 0.6 | 1.33 | 0.221 | 0 | [lambda rho c: dataholz.com] [ LCA ICE
Mineral Wool | Insulation | Rough | 0.041 | 155 | 1130 | 0.9 | 0.6 | 0.6 | 0 | 0 | 0 | [lambda rho c: dataholz.com]
XPS Board | Insulation | Rough | 0.034 | 35 | 1400 | 0.9 | 0.6 | 0.6 | 87.4 | 2.8 | 0 | No comment
Sand-Lime Brick | Masonry | Rough | 0.56 | 1200 | 1000 | 0.9 | 0.6 | 0.6 | 0 | 0 | 0 | No comment
Bonded chippings | Screed | Rough | 0.7 | 1800 | 1000 | 0.9 | 0.6 | 0.6 | 0 | 0 | 0 | No comment
Impact sound insulation | Insulation | Rough | 0.035 | 120 | 1030 | 0.9 | 0.6 | 0.6 | 0 | 0 | 0 | No comment
Concrete Block - Hollow | Masonry | Rough | 1.13 | 2180 | 920 | 0.9 | 0.6 | 0.6 | 0 | 0 | 0 | ASHRAE Handbook of Fundamentals, 2005, "Sand_gravel Agg_15-16kg_2-3 cores"
Concrete Block - Perlite Fill | Masonry | Rough | 0.57 | 2180 | 920 | 0.9 | 0.6 | 0.6 | 0 | 0 | 0 | No comment
Mineral Wool Roxul CavityRock | Insulation | Rough | 0.035 | 32 | 840 | 0.9 | 0.6 | 0.6 | 0 | 0 | 0 | Roxul CavityRock and Comfort Batt (Averaged)
Gypsum Fiberglass-Faced Sheathing | Board | Rough | 0.13 | 800 | 1000 | 0.9 | 0.6 | 0.6 | 0 | 0 | 0 | GeorgiaPacific Dens-Glass
Gypsum Plaster | Board | Rough | 0.13 | 800 | 1000 | 0.9 | 0.6 | 0.6 | 0 | 0 | 0 | No comment
Polyisocyanurate | Insulation | Rough | 0.025 | 24 | 1590 | 0.9 | 0.6 | 0.6 | 0 | 0 | 0 | ASHRAE Handbook of Fundamentals, 2005, "polyiso_unfaced"
Roof Membrane | Roofing | Rough | 0.16 | 1120 | 1460 | 0.9 | 0.85 | 0.85 | 0 | 0 | 0 | ASHRAE Handbook of Fundamentals, 2005, "Built-up roofing"
Extruded Polystyrene | Insulation | Rough | 0.029 | 30 | 1500 | 0.9 | 0.6 | 0.6 | 0 | 0 | 0 | [lambda rho c: U-Wert.net] No data found
Cellulose | Insulation | Rough | 0.042 | 42.5 | 1380 | 0.9 | 0.6 | 0.6 | 0 | 0 | 0 | No comment
EIFS finish | Plaster | Smooth | 0.72 | 1856 | 840 | 0.9 | 0.7 | 0.7 | 0 | 0 | 0 | ASHRAE HOF
Stucco | Plaster | Smooth | 0.72 | 1856 | 840 | 0.9 | 0.7 | 0.7 | 0 | 0 | 0 | ASHRAE HOF
Metal surface | Metal | Smooth | 45.28 | 7824 | 500 | 0.9 | 0.7 | 0.7 | 0 | 0 | 0 | ASHRAE HOF
Opaque spandrel glass | Board | Smooth | 0.99 | 2528 | 880 | 0.9 | 0.7 | 0.7 | 0 | 0 | 0 | ASHRAE HOF
25mm stone | Masonry | MediumRough | 3.17 | 2560 | 790 | 0.9 | 0.7 | 0.7 | 0 | 0 | 0 | ASHRAE HOF
Wood siding | Wood | MediumSmooth | 0.09 | 592 | 1170 | 0.9 | 0.7 | 0.7 | 0 | 0 | 0 | ASHRAE HOF
Asphalt shingles | Roofing | VeryRough | 0.04 | 1120 | 1260 | 0.9 | 0.7 | 0.7 | 0 | 0 | 0 | ASHRAE HOF
Built-up roofing | Roofing | Rough | 0.16 | 1120 | 1460 | 0.9 | 0.7 | 0.7 | 0 | 0 | 0 | ASHRAE HOF
Slate or tile | Roofing | VeryRough | 1.59 | 1920 | 1260 | 0.9 | 0.7 | 0.7 | 0 | 0 | 0 | ASHRAE HOF
Wood shingles | Wood | VeryRough | 0.04 | 592 | 1300 | 0.9 | 0.7 | 0.7 | 0 | 0 | 0 | ASHRAE HOF
Acoustic tile | Board | MediumSmooth | 0.06 | 368 | 590 | 0.9 | 0.7 | 0.7 | 0 | 0 | 0 | ASHRAE HOF
Carpet | Flooring | MediumRough | 0.06 | 288 | 1380 | 0.9 | 0.7 | 0.7 | 0 | 0 | 0 | ASHRAE HOF
Terrazzo | Plaster | Rough | 1.8 | 2560 | 790 | 0.9 | 0.7 | 0.7 | 0 | 0 | 0 | ASHRAE HOF
Gypsum board | Board | MediumSmooth | 0.16 | 800 | 1090 | 0.9 | 0.7 | 0.7 | 0 | 0 | 0 | ASHRAE HOF
Plywood | Wood | Smooth | 0.12 | 544 | 1210 | 0.9 | 0.7 | 0.7 | 0 | 0 | 0 | ASHRAE HOF
Fiberboard sheathing | Wood | Smooth | 0.07 | 400 | 1300 | 0.9 | 0.7 | 0.7 | 0 | 0 | 0 | ASHRAE HOF
Wood | Wood | MediumSmooth | 0.15 | 608 | 1630 | 0.9 | 0.7 | 0.7 | 0 | 0 | 0 | ASHRAE HOF
Insulation board | Insulation | MediumRough | 0.03 | 43 | 1210 | 0.9 | 0.7 | 0.7 | 0 | 0 | 0 | ASHRAE HOF
Batt insulation | Insulation | VeryRough | 0.05 | 19 | 960 | 0.9 | 0.7 | 0.7 | 0 | 0 | 0 | ASHRAE HOF
Brick | Masonry | MediumRough | 0.89 | 1920 | 790 | 0.9 | 0.7 | 0.7 | 0 | 0 | 0 | ASHRAE HOF
Lightweight concrete block | Masonry | MediumRough | 0.49 | 512 | 880 | 0.9 | 0.7 | 0.7 | 0 | 0 | 0 | ASHRAE HOF
Concrete block | Masonry | MediumRough | 1.11 | 800 | 920 | 0.9 | 0.7 | 0.7 | 0 | 0 | 0 | ASHRAE HOF
Lightweight concrete block filled | Masonry | MediumRough | 0.29 | 512 | 880 | 0.9 | 0.7 | 0.7 | 0 | 0 | 0 | ASHRAE HOF
Concrete block filled | Masonry | MediumRough | 0.72 | 800 | 920 | 0.9 | 0.7 | 0.7 | 0 | 0 | 0 | ASHRAE HOF
Lightweight concrete Ashrae | Concrete | MediumRough | 0.53 | 1280 | 840 | 0.9 | 0.7 | 0.7 | 0 | 0 | 0 | ASHRAE HOF
Heavyweight concrete | Concrete | MediumRough | 1.95 | 2240 | 900 | 0.9 | 0.7 | 0.7 | 0 | 0 | 0 | ASHRAE HOF
Lightweight concrete roof ballast | Concrete | MediumRough | 0.19 | 640 | 840 | 0.9 | 0.7 | 0.7 | 0 | 0 | 0 | ASHRAE HOF
Gypsum or plaster board | Board | MediumSmooth | 0.58 | 800 | 1090 | 0.9 | 0.7 | 0.7 | 0 | 0 | 0 | ASHRAE HOF
Plywood Douglas Fir | Wood | MediumSmooth | 0.12 | 540 | 1210 | 0.9 | 0.7 | 0.7 | 0 | 0 | 0 | ASHRAE HOF
Plywood or wood panels | Wood | Smooth | 0.12 | 540 | 1210 | 0.9 | 0.7 | 0.7 | 0 | 0 | 0 | ASHRAE HOF
Sheathing - regular density | Wood | Smooth | 0.055 | 290 | 1300 | 0.9 | 0.7 | 0.7 | 0 | 0 | 0 | ASHRAE HOF
Sheathing intermediate density | Wood | Smooth | 0.057 | 350 | 1300 | 0.9 | 0.7 | 0.7 | 0 | 0 | 0 | ASHRAE HOF
Nail-base sheathing | Wood | Smooth | 0.057 | 400 | 1300 | 0.9 | 0.7 | 0.7 | 0 | 0 | 0 | ASHRAE HOF
Shingle backer | Wood | Smooth | 0.063 | 290 | 1300 | 0.9 | 0.7 | 0.7 | 0 | 0 | 0 | ASHRAE HOF
Sound deadening board | Board | Smooth | 0.063 | 240 | 1260 | 0.9 | 0.7 | 0.7 | 0 | 0 | 0 | ASHRAE HOF
Tile and lay-in panels - plain or acoustic | Board | MediumSmooth | 0.057 | 290 | 590 | 0.9 | 0.7 | 0.7 | 0 | 0 | 0 | ASHRAE HOF
Laminated paperboard | Board | MediumSmooth | 0.072 | 480 | 1380 | 0.9 | 0.7 | 0.7 | 0 | 0 | 0 | ASHRAE HOF
Homogeneous board from repulped paper | Board | MediumSmooth | 0.072 | 480 | 1170 | 0.9 | 0.7 | 0.7 | 0 | 0 | 0 | ASHRAE HOF
Hardboard Medium density | Wood | Smooth | 0.105 | 800 | 1300 | 0.9 | 0.7 | 0.7 | 0 | 0 | 0 | ASHRAE HOF
Hardboard High density - service-tempered grade and service grade | Wood | Smooth | 0.82 | 880 | 1340 | 0.9 | 0.7 | 0.7 | 0 | 0 | 0 | ASHRAE HOF
Hardboard High density - standard-tempered grade | Wood | Smooth | 0.144 | 1010 | 1340 | 0.9 | 0.7 | 0.7 | 0 | 0 | 0 | ASHRAE HOF
Particleboard Low density | Wood | MediumSmooth | 0.102 | 590 | 1300 | 0.9 | 0.7 | 0.7 | 0 | 0 | 0 | ASHRAE HOF
Particleboard Medium density | Wood | MediumSmooth | 0.135 | 800 | 1300 | 0.9 | 0.7 | 0.7 | 0 | 0 | 0 | ASHRAE HOF
Particleboard High density | Wood | MediumSmooth | 0.17 | 1000 | 1300 | 0.9 | 0.7 | 0.7 | 0 | 0 | 0 | ASHRAE HOF
Particleboard Underlayment | Wood | MediumRough | 0.311 | 640 | 1210 | 0.9 | 0.7 | 0.7 | 0 | 0 | 0 | ASHRAE HOF
Waferboard | Wood | MediumSmooth | 0.091 | 590 | 1300 | 0.9 | 0.7 | 0.7 | 0 | 0 | 0 | ASHRAE HOF
Wood subfloor | Wood | MediumSmooth | 0.115 | 800 | 1380 | 0.9 | 0.7 | 0.7 | 0 | 0 | 0 | ASHRAE HOF
Cellular glass | Insulation | MediumRough | 0.05 | 136 | 750 | 0.9 | 0.7 | 0.7 | 0 | 0 | 0 | ASHRAE HOF
Glass fiber - organic bonded | Insulation | MediumRough | 0.036 | 64 | 960 | 0.9 | 0.7 | 0.7 | 0 | 0 | 0 | ASHRAE HOF
Expanded perlite - organic bonded | Insulation | MediumSmooth | 0.052 | 16 | 1260 | 0.9 | 0.7 | 0.7 | 0 | 0 | 0 | ASHRAE HOF
Expanded rubber rigid | Insulation | MediumRough | 0.032 | 72 | 1680 | 0.9 | 0.7 | 0.7 | 0 | 0 | 0 | ASHRAE HOF
Expanded polystyrene - extruded smooth skin surface CFC-12 | Insulation | MediumSmooth | 0.029 | 29 | 1210 | 0.9 | 0.7 | 0.7 | 0 | 0 | 0 | ASHRAE HOF
Expanded polystyrene - extruded smooth skin surface HCFC-142b | Insulation | MediumSmooth | 0.029 | 29 | 1210 | 0.9 | 0.7 | 0.7 | 0 | 0 | 0 | ASHRAE HOF
Expanded polystyrene - molded beads - 16kg/m3 density | Insulation | VeryRough | 0.037 | 16 | 1210 | 0.9 | 0.7 | 0.7 | 0 | 0 | 0 | ASHRAE HOF
Expanded polystyrene - molded beads - 20kg/m3 density | Insulation | VeryRough | 0.036 | 20 | 1210 | 0.9 | 0.7 | 0.7 | 0 | 0 | 0 | ASHRAE HOF
Expanded polystyrene - molded beads - 24kg/m3 density | Insulation | VeryRough | 0.035 | 24 | 1210 | 0.9 | 0.7 | 0.7 | 0 | 0 | 0 | ASHRAE HOF
Expanded polystyrene - molded beads - 28 k6/m3 density | Insulation | VeryRough | 0.035 | 28 | 1210 | 0.9 | 0.7 | 0.7 | 0 | 0 | 0 | ASHRAE HOF
Expanded polystyrene - molded beads - 32 kg/m3 density | Insulation | VeryRough | 0.033 | 32 | 1210 | 0.9 | 0.7 | 0.7 | 0 | 0 | 0 | ASHRAE HOF

## Construction
Name | Type | Category | Source | Layer material names |  |  |  | Layer material thickness
200mmConcrete | InteriorFloor | Concrete | Source unknown | General Concrete |  |  |  | 0.2
115mmSandLimeBrick | Partition | Concrete | Source unknown | Plaster | Sand-Lime Brick | Plaster |  | 0.005 | 0.08 | 0.08
300mmConcrete 80mmInsulation 80mmScreed | Partition | Concrete | Source unknown | General Concrete | Styrofoam | Cement screed |  | 0.3 | 0.115 | 0.005
Wall_U-0.705_Climate1 | Facade | Facade | Based on maximum assembly U-Factor (SI units) from ASHRAE 90.1 2013 Ch. 5 Building Envelope Requirements, Steel Framed. | Mineral Wool | Gypsum Fiberglass-Faced Sheathing | Gypsum Plaster |  | 0.04 | 0.013 | 0.013
Wall_U-0.479_Climate2_NonRes | Facade | Facade | Based on maximum assembly U-Factor (SI units) from ASHRAE 90.1 2013 Ch. 5 Building Envelope Requirements, Steel Framed. | Mineral Wool | Gypsum Fiberglass-Faced Sheathing | Gypsum Plaster |  | 0.0631 | 0.013 | 0.013
Wall_U-0.435_Climate3_NonRes | Facade | Facade | Based on maximum assembly U-Factor (SI units) from ASHRAE 90.1 2013 Ch. 5 Building Envelope Requirements, Steel Framed. | Mineral Wool | Gypsum Fiberglass-Faced Sheathing | Gypsum Plaster |  | 0.07 | 0.013 | 0.013
Wall_U-0.365_Climate4_NonRes | Facade | Facade | Based on maximum assembly U-Factor (SI units) from ASHRAE 90.1 2013 Ch. 5 Building Envelope Requirements, Steel Framed. | Mineral Wool | Gypsum Fiberglass-Faced Sheathing | Gypsum Plaster |  | 0.086 | 0.013 | 0.013
Wall_U-0.365_Climate4-7_Res | Facade | Facade | Based on maximum assembly U-Factor (SI units) from ASHRAE 90.1 2013 Ch. 5 Building Envelope Requirements, Steel Framed. | Mineral Wool | Gypsum Fiberglass-Faced Sheathing | Gypsum Plaster |  | 0.086 | 0.013 | 0.013
Wall_U-0.315_Climate5 | Facade | Facade | Based on maximum assembly U-Factor (SI units) from ASHRAE 90.1 2013 Ch. 5 Building Envelope Requirements, Steel Framed. | Mineral Wool | Gypsum Fiberglass-Faced Sheathing | Gypsum Plaster |  | 0.101 | 0.013 | 0.013
Wall_U-0.277_Climate6-7_NonRes | Facade | Facade | Based on maximum assembly U-Factor (SI units) from ASHRAE 90.1 2013 Ch. 5 Building Envelope Requirements, Steel Framed. | Mineral Wool | Gypsum Fiberglass-Faced Sheathing | Gypsum Plaster |  | 0.116 | 0.013 | 0.013
Wall_U-0.277_Climate6_Res | Facade | Facade | Based on maximum assembly U-Factor (SI units) from ASHRAE 90.1 2013 Ch. 5 Building Envelope Requirements, Steel Framed. | Mineral Wool | Gypsum Fiberglass-Faced Sheathing | Gypsum Plaster |  | 0.116 | 0.013 | 0.013
Wall_U-0.240_Climate7_Res | Facade | Facade | Based on maximum assembly U-Factor (SI units) from ASHRAE 90.1 2013 Ch. 5 Building Envelope Requirements, Steel Framed. | Mineral Wool | Gypsum Fiberglass-Faced Sheathing | Gypsum Plaster |  | 0.136 | 0.013 | 0.013
Wall_U-0.212_Climate8 | Facade | Facade | Based on maximum assembly U-Factor (SI units) from ASHRAE 90.1 2013 Ch. 5 Building Envelope Requirements, Steel Framed. | Mineral Wool | Gypsum Fiberglass-Faced Sheathing | Gypsum Plaster |  | 0.155 | 0.013 | 0.013
Wall_U-0.13_Superinsulated_I-Joist_Res | Facade | Facade | Ecocor (jlconline.com, foursevenfive.com) | Wood fiber insulating board | Cellulose | Oriented strand board | Gypsum Plaster | 0.08 | 0.24 | 0.02 | 0.013
Roof_U-0.360_Climate1-7_Res | Roof | Roof | Based on maximum assembly U-Factor (SI units) from ASHRAE 90.1 2013 Ch. 5 Building Envelope Requirements, Insulation Entirely Above Deck | Polyisocyanurate | Roof Membrane | General Concrete |  | 0.063 | 0.005 | 0.15
Roof_U-0.220_Climate2-3 | Roof | Roof | Based on maximum assembly U-Factor (SI units) from ASHRAE 90.1 2013 Ch. 5 Building Envelope Requirements, Insulation Entirely Above Deck | Polyisocyanurate | Roof Membrane | General Concrete |  | 0.085 | 0.005 | 0.15
Roof_U-0.184_Climate4-6 | Roof | Roof | Based on maximum assembly U-Factor (SI units) from ASHRAE 90.1 2013 Ch. 5 Building Envelope Requirements, Insulation Entirely Above Deck | Polyisocyanurate | Roof Membrane | General Concrete |  | 0.107 | 0.005 | 0.15
Roof_U-0.158_Climate7-8 | Roof | Roof | Based on maximum assembly U-Factor (SI units) from ASHRAE 90.1 2013 Ch. 5 Building Envelope Requirements, Insulation Entirely Above Deck | Polyisocyanurate | Roof Membrane | General Concrete |  | 0.13 | 0.005 | 0.15
SlabOnGrade_Uninsulated | GroundFloor | GroundFloor | ** Note, ASHRAE 90.1 slab on grade requirements are a bit complex as they deal with F-Factor (regarding combined heat transfer coefficients of foundation wall and slab perimeter, and depends on extension of insulation at these areas). EP Launch can handle F-Factor as a numeric over-ride but I don't think it's necessary for Archsim.. So I just included a couple insulation types. | General Concrete |  |  |  | 0.15
SlabOnGrade_FullyInsulated_40mmXPS | GroundFloor | GroundFloor | ** Note, ASHRAE 90.1 slab on grade requirements are a bit complex as they deal with F-Factor (regarding combined heat transfer coefficients of foundation wall and slab perimeter, and depends on extension of insulation at these areas). EP Launch can handle F-Factor as a numeric over-ride but I don't think it's necessary for Archsim.. So I just included a couple insulation types. | Extruded Polystyrene | General Concrete |  |  | 0.04 | 0.15
SlabOnGrade_FullyInsulated_80mmXPS | GroundFloor | GroundFloor | ** Note, ASHRAE 90.1 slab on grade requirements are a bit complex as they deal with F-Factor (regarding combined heat transfer coefficients of foundation wall and slab perimeter, and depends on extension of insulation at these areas). EP Launch can handle F-Factor as a numeric over-ride but I don't think it's necessary for Archsim.. So I just included a couple insulation types. | Extruded Polystyrene | General Concrete |  |  | 0.08 | 0.15
SibleyBrickWall | Façade | Brick | Source unknown | Clinker brick 2000kg_m3 |  |  |  | 0.3
SibleyPartition | Partition | Brick | Source unknown | Clinker brick 2000kg_m3 |  |  |  | 0.15
SibleyRoof | Roof | Insulation | Source unknown | Shale | Pine wood | Rigid foam PUR no coating |  | 0.1 | 0.1 | 0.15
Milstein | Roof | Insulation | Source unknown | Stainless Steel | Foam glass | Rigid foam PUR no coating |  | 0.1 | 0.124 | 0.1
ConcretePartition | Partition | Concrete | Source unknown | Concrete reinforced 30-50 MPa |  |  |  | 0.2
Note on B1: Timur: 0 = Facade, 1 = Roof, 2 = GroundFloor, 3 = InteriorFloor, 4 = ExteriorFloor, 5 = Partition

## GlazingConstructionSimple
Name | Category | Comment | tvis | uval | shgf
SinglePaneClr | Single pane | Standard clear | 0.913 | 5.894 | 0.905
DoublePaneClr | Double pane | Standard clear | 0.812 | 2.72 | 0.764
DoublePaneLoEe2 | Double pane | Low emissivity coating on layer e2 | 0.444 | 1.493 | 0.373
DoublePaneLoEe3 | Double pane | Low emissivity coating on layer e3 | 0.769 | 1.507 | 0.649
TriplePaneLoE | Triple pane | Low emissivity coating on layer e2 and e5 | 0.661 | 0.785 | 0.764

## Schedule
Name | Category | DataSource | 1 | 2 | 3 | 4 | 5 | 6 | 7 | 8 | 9 | 10 | 11 | 12 | 13 | 14 | 15 | 16 | 17 | 18 | 19 | 20 | 21 | 22 | 23 | 24 | 1 | 2 | 3 | 4 | 5 | 6 | 7 | 8 | 9 | 10 | 11 | 12 | 13 | 14 | 15 | 16 | 17 | 18 | 19 | 20 | 21 | 22 | 23 | 24
AllOn | Controls | bar: 1 to 24
AllOff | Controls |  | 0 | 0 | 0 | 0 | 0 | 0 | 0 | 0 | 0 | 0 | 0 | 0 | 0 | 0 | 0 | 0 | 0 | 0 | 0 | 0 | 0 | 0 | 0 | 0 | 0 | 0 | 0 | 0 | 0 | 0 | 0 | 0 | 0 | 0 | 0 | 0 | 0 | 0 | 0 | 0 | 0 | 0 | 0 | 0 | 0 | 0 | 0 | 0
occOffice | Office | SIA Merkblatt 2024 | 0 | 0 | 0 | 0 | 0 | 0 | 0 | 0.2 | 0.4 | 0.6 | 0.8 | 0.8 | 0.4 | 0.6 | 0.8 | 0.8 | 0.4 | 0.2 | 0 | 0 | 0 | 0 | 0 | 0 | 0 | 0 | 0 | 0 | 0 | 0 | 0 | 0 | 0 | 0 | 0 | 0 | 0 | 0 | 0 | 0 | 0 | 0 | 0 | 0 | 0 | 0 | 0 | 0
equipOffice | Office | SIA Merkblatt 2024 | 0.1 | 0.1 | 0.1 | 0.1 | 0.1 | 0.1 | 0.1 | 0.2 | 0.4 | 0.6 | 0.8 | 0.8 | 0.4 | 0.6 | 0.8 | 0.8 | 0.4 | 0.2 | 0.1 | 0.1 | 0.1 | 0.1 | 0.1 | 0.1 | 0.1 | 0.1 | 0.1 | 0.1 | 0.1 | 0.1 | 0.1 | 0.1 | 0.1 | 0.1 | 0.1 | 0.1 | 0.1 | 0.1 | 0.1 | 0.1 | 0.1 | 0.1 | 0.1 | 0.1 | 0.1 | 0.1 | 0.1 | 0.1
lightsOffice | Office | based on SIA Merkblatt 2024 Occ Schedule | 0 | 0 | 0 | 0 | 0 | 0 | 0 | 1 | 1 | 1 | 1 | 1 | 1 | 1 | 1 | 1 | 1 | 1 | 0 | 0 | 0 | 0 | 0 | 0 | 0 | 0 | 0 | 0 | 0 | 0 | 0 | 0 | 0 | 0 | 0 | 0 | 0 | 0 | 0 | 0 | 0 | 0 | 0 | 0 | 0 | 0 | 0 | 0
occMeetingRoom | Office | SIA Merkblatt 2024 | 0 | 0 | 0 | 0 | 0 | 0 | 0 | 0 | 0 | 0.6 | 1 | 0.4 | 0 | 0 | 0.6 | 1 | 0.4 | 0 | 0 | 0 | 0 | 0 | 0 | 0 | 0 | 0 | 0 | 0 | 0 | 0 | 0 | 0 | 0 | 0 | 0 | 0 | 0 | 0 | 0 | 0 | 0 | 0 | 0 | 0 | 0 | 0 | 0 | 0
equipMeetingRoom | Office | SIA Merkblatt 2024 | 0.1 | 0.1 | 0.1 | 0.1 | 0.1 | 0.1 | 0.1 | 0.2 | 0.4 | 0.6 | 0.8 | 0.8 | 0.4 | 0.6 | 0.8 | 0.8 | 0.4 | 0.2 | 0.1 | 0.1 | 0.1 | 0.1 | 0.1 | 0.1 | 0.1 | 0.1 | 0.1 | 0.1 | 0.1 | 0.1 | 0.1 | 0.1 | 0.1 | 0.1 | 0.1 | 0.1 | 0.1 | 0.1 | 0.1 | 0.1 | 0.1 | 0.1 | 0.1 | 0.1 | 0.1 | 0.1 | 0.1 | 0.1
lightsMeetingRoom | Office | based on SIA Merkblatt 2024 Occ Schedule | 0 | 0 | 0 | 0 | 0 | 0 | 0 | 0 | 0 | 1 | 1 | 1 | 0 | 0 | 1 | 1 | 1 | 0 | 0 | 0 | 0 | 0 | 0 | 0 | 0 | 0 | 0 | 0 | 0 | 0 | 0 | 0 | 0 | 0 | 0 | 0 | 0 | 0 | 0 | 0 | 0 | 0 | 0 | 0 | 0 | 0 | 0 | 0
occLectureHall | Education | SIA Merkblatt 2024 | 0 | 0 | 0 | 0 | 0 | 0 | 0 | 0.2 | 0.6 | 1 | 1 | 0.2 | 0.2 | 1 | 1 | 0.6 | 0.2 | 0 | 0 | 0 | 0 | 0 | 0 | 0 | 0 | 0 | 0 | 0 | 0 | 0 | 0 | 0 | 0 | 0 | 0 | 0 | 0 | 0 | 0 | 0 | 0 | 0 | 0 | 0 | 0 | 0 | 0 | 0
equipLectureHall | Education | SIA Merkblatt 2024 | 0.1 | 0.1 | 0.1 | 0.1 | 0.1 | 0.1 | 0.1 | 0.2 | 0.6 | 1 | 1 | 0.2 | 0.2 | 1 | 1 | 0.6 | 0.4 | 0.1 | 0.1 | 0.1 | 0.1 | 0.1 | 0.1 | 0.1 | 0.1 | 0.1 | 0.1 | 0.1 | 0.1 | 0.1 | 0.1 | 0.1 | 0.1 | 0.1 | 0.1 | 0.1 | 0.1 | 0.1 | 0.1 | 0.1 | 0.1 | 0.1 | 0.1 | 0.1 | 0.1 | 0.1 | 0.1 | 0.1
lightsLectureHall | Education | based on SIA Merkblatt 2024 Occ Schedule | 0 | 0 | 0 | 0 | 0 | 0 | 0 | 1 | 1 | 1 | 1 | 1 | 1 | 1 | 1 | 1 | 1 | 0 | 0 | 0 | 0 | 0 | 0 | 0 | 0 | 0 | 0 | 0 | 0 | 0 | 0 | 0 | 0 | 0 | 0 | 0 | 0 | 0 | 0 | 0 | 0 | 0 | 0 | 0 | 0 | 0 | 0 | 0
occBedroom | Residential | SIA Merkblatt 2024 | 1 | 1 | 1 | 1 | 1 | 1 | 0.8 | 0.6 | 0.4 | 0.4 | 0.4 | 0.6 | 0.8 | 0.6 | 0.4 | 0.4 | 0.6 | 0.8 | 0.8 | 0.8 | 0.8 | 1 | 1 | 1 | 1 | 1 | 1 | 1 | 1 | 1 | 0.8 | 0.6 | 0.4 | 0.4 | 0.4 | 0.6 | 0.8 | 0.6 | 0.4 | 0.4 | 0.6 | 0.8 | 0.8 | 0.8 | 0.8 | 1 | 1 | 1
equipBedroom | Residential | SIA Merkblatt 2024 | 0.1 | 0.1 | 0.1 | 0.1 | 0.1 | 0.1 | 0.5 | 1 | 0.5 | 0.5 | 0.5 | 1 | 1 | 0.5 | 0.5 | 0.5 | 1 | 1 | 1 | 1 | 0.5 | 0.5 | 0.5 | 0.1 | 0.1 | 0.1 | 0.1 | 0.1 | 0.1 | 0.1 | 0.5 | 1 | 0.5 | 0.5 | 0.5 | 1 | 1 | 0.5 | 0.5 | 0.5 | 1 | 1 | 1 | 1 | 0.5 | 0.5 | 0.5 | 0.1
lightsBedroom | Residential | based on SIA Merkblatt 2024 Occ Schedule | 0 | 0 | 0 | 0 | 0 | 0 | 1 | 1 | 1 | 1 | 1 | 1 | 1 | 1 | 1 | 1 | 1 | 1 | 1 | 1 | 1 | 0 | 0 | 0 | 0 | 0 | 0 | 0 | 0 | 0 | 1 | 1 | 1 | 1 | 1 | 1 | 1 | 1 | 1 | 1 | 1 | 1 | 1 | 1 | 1 | 0 | 0 | 0
occKitchen | Residential | SIA Merkblatt 2024 | 0 | 0 | 0 | 0 | 0 | 0 | 0.4 | 0.8 | 0.4 | 0 | 0 | 0.4 | 0.8 | 0.4 | 0 | 0 | 0.4 | 1 | 0.6 | 0.4 | 0 | 0 | 0 | 0 | 0 | 0 | 0 | 0 | 0 | 0 | 0.4 | 0.8 | 0.4 | 0 | 0 | 0.4 | 0.8 | 0.4 | 0 | 0 | 0.4 | 1 | 0.6 | 0.4 | 0 | 0 | 0 | 0
equipKitchen | Residential | SIA Merkblatt 2024 | 0.2 | 0.2 | 0.2 | 0.2 | 0.2 | 0.2 | 0.4 | 0.8 | 0.4 | 0.2 | 0.2 | 0.4 | 1 | 0.4 | 0.2 | 0.2 | 0.4 | 1 | 0.4 | 0.2 | 0.2 | 0.2 | 0.2 | 0.2 | 0.2 | 0.2 | 0.2 | 0.2 | 0.2 | 0.2 | 0.4 | 0.8 | 0.4 | 0.2 | 0.2 | 0.4 | 1 | 0.4 | 0.2 | 0.2 | 0.4 | 1 | 0.4 | 0.2 | 0.2 | 0.2 | 0.2 | 0.2
lightsKitchen | Residential | based on SIA Merkblatt 2024 Occ Schedule | 0 | 0 | 0 | 0 | 0 | 0 | 1 | 1 | 1 | 0 | 0 | 1 | 1 | 1 | 0 | 0 | 1 | 1 | 1 | 1 | 0 | 0 | 0 | 0 | 0 | 0 | 0 | 0 | 0 | 0 | 1 | 1 | 1 | 0 | 0 | 1 | 1 | 1 | 0 | 0 | 1 | 1 | 1 | 1 | 0 | 0 | 0 | 0
occLibrary | Education | SIA Merkblatt 2024 | 0 | 0 | 0 | 0 | 0 | 0 | 0 | 0.2 | 0.6 | 1 | 1 | 0.2 | 0.2 | 1 | 1 | 0.6 | 0.2 | 0 | 0 | 0 | 0 | 0 | 0 | 0 | 0 | 0 | 0 | 0 | 0 | 0 | 0 | 0.2 | 0.6 | 1 | 1 | 0.2 | 0.2 | 1 | 1 | 0.6 | 0.2 | 0 | 0 | 0 | 0 | 0 | 0 | 0
equipLibrary | Education | SIA Merkblatt 2024 | 0.1 | 0.1 | 0.1 | 0.1 | 0.1 | 0.1 | 0.1 | 0.2 | 0.6 | 1 | 1 | 0.2 | 0.2 | 1 | 1 | 0.6 | 0.4 | 0.1 | 0.1 | 0.1 | 0.1 | 0.1 | 0.1 | 0.1 | 0.1 | 0.1 | 0.1 | 0.1 | 0.1 | 0.1 | 0.1 | 0.2 | 0.6 | 1 | 1 | 0.2 | 0.2 | 1 | 1 | 0.6 | 0.4 | 0.1 | 0.1 | 0.1 | 0.1 | 0.1 | 0.1 | 0.1
lightsLibrary | Education | based on SIA Merkblatt 2024 Occ Schedule | 0 | 0 | 0 | 0 | 0 | 0 | 0 | 1 | 1 | 1 | 1 | 1 | 1 | 1 | 1 | 1 | 1 | 0 | 0 | 0 | 0 | 0 | 0 | 0 | 0 | 0 | 0 | 0 | 0 | 0 | 0 | 1 | 1 | 1 | 1 | 1 | 1 | 1 | 1 | 1 | 1 | 0 | 0 | 0 | 0 | 0 | 0 | 0
occSuperMarket | Commercial | SIA Merkblatt 2024 | 0 | 0 | 0 | 0 | 0 | 0 | 0 | 0.2 | 0.4 | 0.4 | 0.4 | 0.6 | 0.6 | 0.6 | 0.4 | 0.4 | 0.6 | 0.8 | 0.6 | 0 | 0 | 0 | 0 | 0 | 0 | 0 | 0 | 0 | 0 | 0 | 0 | 0.2 | 0.4 | 0.4 | 0.4 | 0.6 | 0.6 | 0.6 | 0.4 | 0.4 | 0.6 | 0.8 | 0.6 | 0 | 0 | 0 | 0 | 0
equipSuperMarket | Commercial | SIA Merkblatt 2024 | 0.1 | 0.1 | 0.1 | 0.1 | 0.1 | 0.1 | 0.1 | 1 | 1 | 1 | 1 | 1 | 1 | 1 | 1 | 1 | 1 | 1 | 1 | 0.1 | 0.1 | 0.1 | 0.1 | 0.1 | 0.1 | 0.1 | 0.1 | 0.1 | 0.1 | 0.1 | 0.1 | 1 | 1 | 1 | 1 | 1 | 1 | 1 | 1 | 1 | 1 | 1 | 1 | 0.1 | 0.1 | 0.1 | 0.1 | 0.1
lightsSuperMarket | Commercial | based on SIA Merkblatt 2024 Occ Schedule | 0 | 0 | 0 | 0 | 0 | 0 | 0 | 1 | 1 | 1 | 1 | 1 | 1 | 1 | 1 | 1 | 1 | 1 | 1 | 0 | 0 | 0 | 0 | 0 | 0 | 0 | 0 | 0 | 0 | 0 | 0 | 1 | 1 | 1 | 1 | 1 | 1 | 1 | 1 | 1 | 1 | 1 | 1 | 0 | 0 | 0 | 0 | 0
occShopping | Commercial | SIA Merkblatt 2024 | 0 | 0 | 0 | 0 | 0 | 0 | 0 | 0.2 | 0.4 | 0.4 | 0.4 | 0.6 | 0.6 | 0.6 | 0.4 | 0.4 | 0.6 | 0.8 | 0.6 | 0 | 0 | 0 | 0 | 0 | 0 | 0 | 0 | 0 | 0 | 0 | 0 | 0.2 | 0.4 | 0.4 | 0.4 | 0.6 | 0.6 | 0.6 | 0.4 | 0.4 | 0.6 | 0.8 | 0.6 | 0 | 0 | 0 | 0 | 0
equipShopping | Commercial | SIA Merkblatt 2024 | 0.1 | 0.1 | 0.1 | 0.1 | 0.1 | 0.1 | 0.1 | 1 | 1 | 1 | 1 | 1 | 1 | 1 | 1 | 1 | 1 | 1 | 1 | 0.1 | 0.1 | 0.1 | 0.1 | 0.1 | 0.1 | 0.1 | 0.1 | 0.1 | 0.1 | 0.1 | 0.1 | 1 | 1 | 1 | 1 | 1 | 1 | 1 | 1 | 1 | 1 | 1 | 1 | 0.1 | 0.1 | 0.1 | 0.1 | 0.1
lightsShopping | Commercial | based on SIA Merkblatt 2024 Occ Schedule | 0 | 0 | 0 | 0 | 0 | 0 | 0 | 1 | 1 | 1 | 1 | 1 | 1 | 1 | 1 | 1 | 1 | 1 | 1 | 0 | 0 | 0 | 0 | 0 | 0 | 0 | 0 | 0 | 0 | 0 | 0 | 1 | 1 | 1 | 1 | 1 | 1 | 1 | 1 | 1 | 1 | 1 | 1 | 0 | 0 | 0 | 0 | 0

## ArraySchedule
8to6withDST | weekdays9to5withDST | schoolyearsepthrujun7to3withDST
0 | 0 | 0
0 | 0 | 0
0 | 0 | 0
0 | 0 | 0
0 | 0 | 0
0 | 0 | 0
0 | 0 | 0
0 | 0 | 1
1 | 0 | 1
1 | 1 | 1
1 | 1 | 1
1 | 1 | 1
1 | 0 | 1
1 | 1 | 1
1 | 1 | 1
1 | 1 | 0
1 | 1 | 0
1 | 0 | 0
0 | 0 | 0
0 | 0 | 0
0 | 0 | 0
0 | 0 | 0
0 | 0 | 0
0 | 0 | 0
0 | 0 | 0
0 | 0 | 0
0 | 0 | 0
0 | 0 | 0
0 | 0 | 0
0 | 0 | 0
0 | 0 | 0
0 | 0 | 1
1 | 0 | 1
1 | 1 | 1
1 | 1 | 1
1 | 1 | 1
1 | 0 | 1
1 | 1 | 1
1 | 1 | 1
1 | 1 | 0
1 | 1 | 0
1 | 0 | 0
0 | 0 | 0
0 | 0 | 0
0 | 0 | 0
0 | 0 | 0
0 | 0 | 0
0 | 0 | 0
0 | 0 | 0
0 | 0 | 0
0 | 0 | 0
0 | 0 | 0
0 | 0 | 0
0 | 0 | 0
0 | 0 | 0
0 | 0 | 1
1 | 0 | 1
1 | 1 | 1
1 | 1 | 1
1 | 1 | 1
1 | 0 | 1
1 | 1 | 1
1 | 1 | 1
1 | 1 | 0
1 | 1 | 0
1 | 0 | 0
0 | 0 | 0
0 | 0 | 0
0 | 0 | 0
0 | 0 | 0
0 | 0 | 0
0 | 0 | 0
0 | 0 | 0
0 | 0 | 0
0 | 0 | 0
0 | 0 | 0
0 | 0 | 0
0 | 0 | 0
0 | 0 | 0
0 | 0 | 1
1 | 0 | 1
1 | 1 | 1
1 | 1 | 1
1 | 1 | 1
1 | 0 | 1
1 | 1 | 1
1 | 1 | 1
1 | 1 | 0
1 | 1 | 0
1 | 0 | 0
0 | 0 | 0
0 | 0 | 0
0 | 0 | 0
0 | 0 | 0
0 | 0 | 0
0 | 0 | 0
0 | 0 | 0
0 | 0 | 0
0 | 0 | 0
0 | 0 | 0
0 | 0 | 0
0 | 0 | 0
0 | 0 | 0
0 | 0 | 1
1 | 0 | 1
1 | 1 | 1
1 | 1 | 1
1 | 1 | 1
1 | 0 | 1
1 | 1 | 1
1 | 1 | 1
1 | 1 | 0
1 | 1 | 0
1 | 0 | 0
0 | 0 | 0
0 | 0 | 0
0 | 0 | 0
0 | 0 | 0
0 | 0 | 0
0 | 0 | 0
0 | 0 | 0
0 | 0 | 0
0 | 0 | 0
0 | 0 | 0
0 | 0 | 0
0 | 0 | 0
0 | 0 | 0
0 | 0 | 0
1 | 0 | 0
1 | 0 | 0
1 | 0 | 0
1 | 0 | 0
1 | 0 | 0
1 | 0 | 0
1 | 0 | 0
1 | 0 | 0
1 | 0 | 0
1 | 0 | 0
0 | 0 | 0
0 | 0 | 0
0 | 0 | 0
0 | 0 | 0
0 | 0 | 0
0 | 0 | 0
0 | 0 | 0
0 | 0 | 0
0 | 0 | 0
0 | 0 | 0
0 | 0 | 0
0 | 0 | 0
0 | 0 | 0
0 | 0 | 0
1 | 0 | 0
1 | 0 | 0
1 | 0 | 0
1 | 0 | 0
1 | 0 | 0
1 | 0 | 0
1 | 0 | 0
1 | 0 | 0
1 | 0 | 0
1 | 0 | 0
0 | 0 | 0
0 | 0 | 0
0 | 0 | 0
0 | 0 | 0
0 | 0 | 0
0 | 0 | 0
0 | 0 | 0
0 | 0 | 0
0 | 0 | 0
0 | 0 | 0
0 | 0 | 0
0 | 0 | 0
0 | 0 | 0
0 | 0 | 1
1 | 0 | 1
1 | 1 | 1
1 | 1 | 1
1 | 1 | 1
1 | 0 | 1
1 | 1 | 1
1 | 1 | 1
1 | 1 | 0
1 | 1 | 0
1 | 0 | 0
0 | 0 | 0
0 | 0 | 0
0 | 0 | 0
0 | 0 | 0
0 | 0 | 0
0 | 0 | 0
0 | 0 | 0
0 | 0 | 0
0 | 0 | 0
0 | 0 | 0
0 | 0 | 0
0 | 0 | 0
0 | 0 | 0
0 | 0 | 1
1 | 0 | 1
1 | 1 | 1
1 | 1 | 1
1 | 1 | 1
1 | 0 | 1
1 | 1 | 1
1 | 1 | 1
1 | 1 | 0
1 | 1 | 0
1 | 0 | 0
0 | 0 | 0
0 | 0 | 0
0 | 0 | 0
0 | 0 | 0
0 | 0 | 0
0 | 0 | 0
0 | 0 | 0
0 | 0 | 0
0 | 0 | 0
0 | 0 | 0
0 | 0 | 0
0 | 0 | 0
0 | 0 | 0
0 | 0 | 1
1 | 0 | 1
1 | 1 | 1
1 | 1 | 1
1 | 1 | 1
1 | 0 | 1
1 | 1 | 1
1 | 1 | 1
1 | 1 | 0
1 | 1 | 0
1 | 0 | 0
0 | 0 | 0
0 | 0 | 0
0 | 0 | 0
0 | 0 | 0
0 | 0 | 0
0 | 0 | 0
0 | 0 | 0
0 | 0 | 0
0 | 0 | 0
0 | 0 | 0
0 | 0 | 0
0 | 0 | 0
0 | 0 | 0
0 | 0 | 1
1 | 0 | 1
1 | 1 | 1
1 | 1 | 1
1 | 1 | 1
1 | 0 | 1
1 | 1 | 1
1 | 1 | 1
1 | 1 | 0
1 | 1 | 0
1 | 0 | 0
0 | 0 | 0
0 | 0 | 0
0 | 0 | 0
0 | 0 | 0
0 | 0 | 0
0 | 0 | 0
0 | 0 | 0
0 | 0 | 0
0 | 0 | 0
0 | 0 | 0
0 | 0 | 0
0 | 0 | 0
0 | 0 | 0
0 | 0 | 1
1 | 0 | 1
1 | 1 | 1
1 | 1 | 1
1 | 1 | 1
1 | 0 | 1
1 | 1 | 1
1 | 1 | 1
1 | 1 | 0
1 | 1 | 0
1 | 0 | 0
0 | 0 | 0
0 | 0 | 0
0 | 0 | 0
0 | 0 | 0
0 | 0 | 0
0 | 0 | 0
0 | 0 | 0
0 | 0 | 0
0 | 0 | 0
0 | 0 | 0
0 | 0 | 0
0 | 0 | 0
0 | 0 | 0
0 | 0 | 0
1 | 0 | 0
1 | 0 | 0
1 | 0 | 0
1 | 0 | 0
1 | 0 | 0
1 | 0 | 0
1 | 0 | 0
1 | 0 | 0
1 | 0 | 0
1 | 0 | 0
0 | 0 | 0
0 | 0 | 0
0 | 0 | 0
0 | 0 | 0
0 | 0 | 0
0 | 0 | 0
0 | 0 | 0
0 | 0 | 0
0 | 0 | 0
0 | 0 | 0
0 | 0 | 0
0 | 0 | 0
0 | 0 | 0
0 | 0 | 0
1 | 0 | 0
1 | 0 | 0
1 | 0 | 0
1 | 0 | 0
1 | 0 | 0
1 | 0 | 0
1 | 0 | 0
1 | 0 | 0
1 | 0 | 0
1 | 0 | 0
0 | 0 | 0
0 | 0 | 0
0 | 0 | 0
0 | 0 | 0
0 | 0 | 0
0 | 0 | 0
0 | 0 | 0
0 | 0 | 0
0 | 0 | 0
0 | 0 | 0
0 | 0 | 0
0 | 0 | 0
0 | 0 | 0
0 | 0 | 1
1 | 0 | 1
1 | 1 | 1
1 | 1 | 1
1 | 1 | 1
1 | 0 | 1
1 | 1 | 1
1 | 1 | 1
1 | 1 | 0
1 | 1 | 0
1 | 0 | 0
0 | 0 | 0
0 | 0 | 0
0 | 0 | 0
0 | 0 | 0
0 | 0 | 0
0 | 0 | 0
0 | 0 | 0
0 | 0 | 0
0 | 0 | 0
0 | 0 | 0
0 | 0 | 0
0 | 0 | 0
0 | 0 | 0
0 | 0 | 1
1 | 0 | 1
1 | 1 | 1
1 | 1 | 1
1 | 1 | 1
1 | 0 | 1
1 | 1 | 1
1 | 1 | 1
1 | 1 | 0
1 | 1 | 0
1 | 0 | 0
0 | 0 | 0
0 | 0 | 0
0 | 0 | 0
0 | 0 | 0
0 | 0 | 0
0 | 0 | 0
0 | 0 | 0
0 | 0 | 0
0 | 0 | 0
0 | 0 | 0
0 | 0 | 0
0 | 0 | 0
0 | 0 | 0
0 | 0 | 1
1 | 0 | 1
1 | 1 | 1
1 | 1 | 1
1 | 1 | 1
1 | 0 | 1
1 | 1 | 1
1 | 1 | 1
1 | 1 | 0
1 | 1 | 0
1 | 0 | 0
0 | 0 | 0
0 | 0 | 0
0 | 0 | 0
0 | 0 | 0
0 | 0 | 0
0 | 0 | 0
0 | 0 | 0
0 | 0 | 0
0 | 0 | 0
0 | 0 | 0
0 | 0 | 0
0 | 0 | 0
0 | 0 | 0
0 | 0 | 1
1 | 0 | 1
1 | 1 | 1
1 | 1 | 1
1 | 1 | 1
1 | 0 | 1
1 | 1 | 1
1 | 1 | 1
1 | 1 | 0
1 | 1 | 0
1 | 0 | 0
0 | 0 | 0
0 | 0 | 0
0 | 0 | 0
0 | 0 | 0
0 | 0 | 0
0 | 0 | 0
0 | 0 | 0
0 | 0 | 0
0 | 0 | 0
0 | 0 | 0
0 | 0 | 0
0 | 0 | 0
0 | 0 | 0
0 | 0 | 1
1 | 0 | 1
1 | 1 | 1
1 | 1 | 1
1 | 1 | 1
1 | 0 | 1
1 | 1 | 1
1 | 1 | 1
1 | 1 | 0
1 | 1 | 0
1 | 0 | 0
0 | 0 | 0
0 | 0 | 0
0 | 0 | 0
0 | 0 | 0
0 | 0 | 0
0 | 0 | 0
0 | 0 | 0
0 | 0 | 0
0 | 0 | 0
0 | 0 | 0
0 | 0 | 0
0 | 0 | 0
0 | 0 | 0
0 | 0 | 0
1 | 0 | 0
1 | 0 | 0
1 | 0 | 0
1 | 0 | 0
1 | 0 | 0
1 | 0 | 0
1 | 0 | 0
1 | 0 | 0
1 | 0 | 0
1 | 0 | 0
0 | 0 | 0
0 | 0 | 0
0 | 0 | 0
0 | 0 | 0
0 | 0 | 0
0 | 0 | 0
0 | 0 | 0
0 | 0 | 0
0 | 0 | 0
0 | 0 | 0
0 | 0 | 0
0 | 0 | 0
0 | 0 | 0
0 | 0 | 0
1 | 0 | 0
1 | 0 | 0
1 | 0 | 0
1 | 0 | 0
1 | 0 | 0
1 | 0 | 0
1 | 0 | 0
1 | 0 | 0
1 | 0 | 0
1 | 0 | 0
0 | 0 | 0
0 | 0 | 0
0 | 0 | 0
0 | 0 | 0
0 | 0 | 0
0 | 0 | 0
0 | 0 | 0
0 | 0 | 0
0 | 0 | 0
0 | 0 | 0
0 | 0 | 0
0 | 0 | 0
0 | 0 | 0
0 | 0 | 1
1 | 0 | 1
1 | 1 | 1
1 | 1 | 1
1 | 1 | 1
1 | 0 | 1
1 | 1 | 1
1 | 1 | 1
1 | 1 | 0
1 | 1 | 0
1 | 0 | 0
0 | 0 | 0
0 | 0 | 0
0 | 0 | 0
0 | 0 | 0
0 | 0 | 0
0 | 0 | 0
0 | 0 | 0
0 | 0 | 0
0 | 0 | 0
0 | 0 | 0
0 | 0 | 0
0 | 0 | 0
0 | 0 | 0
0 | 0 | 1
1 | 0 | 1
1 | 1 | 1
1 | 1 | 1
1 | 1 | 1
1 | 0 | 1
1 | 1 | 1
1 | 1 | 1
1 | 1 | 0
1 | 1 | 0
1 | 0 | 0
0 | 0 | 0
0 | 0 | 0
0 | 0 | 0
0 | 0 | 0
0 | 0 | 0
0 | 0 | 0
0 | 0 | 0
0 | 0 | 0
0 | 0 | 0
0 | 0 | 0
0 | 0 | 0
0 | 0 | 0
0 | 0 | 0
0 | 0 | 1
1 | 0 | 1
1 | 1 | 1
1 | 1 | 1
1 | 1 | 1
1 | 0 | 1
1 | 1 | 1
1 | 1 | 1
1 | 1 | 0
1 | 1 | 0
1 | 0 | 0
0 | 0 | 0
0 | 0 | 0
0 | 0 | 0
0 | 0 | 0
0 | 0 | 0
0 | 0 | 0
0 | 0 | 0
0 | 0 | 0
0 | 0 | 0
0 | 0 | 0
0 | 0 | 0
0 | 0 | 0
0 | 0 | 0
0 | 0 | 1
1 | 0 | 1
1 | 1 | 1
1 | 1 | 1
1 | 1 | 1
1 | 0 | 1
1 | 1 | 1
1 | 1 | 1
1 | 1 | 0
1 | 1 | 0
1 | 0 | 0
0 | 0 | 0
0 | 0 | 0
0 | 0 | 0
0 | 0 | 0
0 | 0 | 0
0 | 0 | 0
0 | 0 | 0
0 | 0 | 0
0 | 0 | 0
0 | 0 | 0
0 | 0 | 0
0 | 0 | 0
0 | 0 | 0
0 | 0 | 1
1 | 0 | 1
1 | 1 | 1
1 | 1 | 1
1 | 1 | 1
1 | 0 | 1
1 | 1 | 1
1 | 1 | 1
1 | 1 | 0
1 | 1 | 0
1 | 0 | 0
0 | 0 | 0
0 | 0 | 0
0 | 0 | 0
0 | 0 | 0
0 | 0 | 0
0 | 0 | 0
0 | 0 | 0
0 | 0 | 0
0 | 0 | 0
0 | 0 | 0
0 | 0 | 0
0 | 0 | 0
0 | 0 | 0
0 | 0 | 0
1 | 0 | 0
1 | 0 | 0
1 | 0 | 0
1 | 0 | 0
1 | 0 | 0
1 | 0 | 0
1 | 0 | 0
1 | 0 | 0
1 | 0 | 0
1 | 0 | 0
0 | 0 | 0
0 | 0 | 0
0 | 0 | 0
0 | 0 | 0
0 | 0 | 0
0 | 0 | 0
0 | 0 | 0
0 | 0 | 0
0 | 0 | 0
0 | 0 | 0
0 | 0 | 0
0 | 0 | 0
0 | 0 | 0
0 | 0 | 0
1 | 0 | 0
1 | 0 | 0
1 | 0 | 0
1 | 0 | 0
1 | 0 | 0
1 | 0 | 0
1 | 0 | 0
1 | 0 | 0
1 | 0 | 0
1 | 0 | 0
0 | 0 | 0
0 | 0 | 0
0 | 0 | 0
0 | 0 | 0
0 | 0 | 0
0 | 0 | 0
0 | 0 | 0
0 | 0 | 0
0 | 0 | 0
0 | 0 | 0
0 | 0 | 0
0 | 0 | 0
0 | 0 | 0
0 | 0 | 1
1 | 0 | 1
1 | 1 | 1
1 | 1 | 1
1 | 1 | 1
1 | 0 | 1
1 | 1 | 1
1 | 1 | 1
1 | 1 | 0
1 | 1 | 0
1 | 0 | 0
0 | 0 | 0
0 | 0 | 0
0 | 0 | 0
0 | 0 | 0
0 | 0 | 0
0 | 0 | 0
0 | 0 | 0
0 | 0 | 0
0 | 0 | 0
0 | 0 | 0
0 | 0 | 0
0 | 0 | 0
0 | 0 | 0
0 | 0 | 1
1 | 0 | 1
1 | 1 | 1
1 | 1 | 1
1 | 1 | 1
1 | 0 | 1
1 | 1 | 1
1 | 1 | 1
1 | 1 | 0
1 | 1 | 0
1 | 0 | 0
0 | 0 | 0
0 | 0 | 0
0 | 0 | 0
0 | 0 | 0
0 | 0 | 0
0 | 0 | 0
0 | 0 | 0
0 | 0 | 0
0 | 0 | 0
0 | 0 | 0
0 | 0 | 0
0 | 0 | 0
0 | 0 | 0
0 | 0 | 1
1 | 0 | 1
1 | 1 | 1
1 | 1 | 1
1 | 1 | 1
1 | 0 | 1
1 | 1 | 1
1 | 1 | 1
1 | 1 | 0
1 | 1 | 0
1 | 0 | 0
0 | 0 | 0
0 | 0 | 0
0 | 0 | 0
0 | 0 | 0
0 | 0 | 0
0 | 0 | 0
0 | 0 | 0
0 | 0 | 0
0 | 0 | 0
0 | 0 | 0
0 | 0 | 0
0 | 0 | 0
0 | 0 | 0
0 | 0 | 1
1 | 0 | 1
1 | 1 | 1
1 | 1 | 1
1 | 1 | 1
1 | 0 | 1
1 | 1 | 1
1 | 1 | 1
1 | 1 | 0
1 | 1 | 0
1 | 0 | 0
0 | 0 | 0
0 | 0 | 0
0 | 0 | 0
0 | 0 | 0
0 | 0 | 0
0 | 0 | 0
0 | 0 | 0
0 | 0 | 0
0 | 0 | 0
0 | 0 | 0
0 | 0 | 0
0 | 0 | 0
0 | 0 | 0
0 | 0 | 1
1 | 0 | 1
1 | 1 | 1
1 | 1 | 1
1 | 1 | 1
1 | 0 | 1
1 | 1 | 1
1 | 1 | 1
1 | 1 | 0
1 | 1 | 0
1 | 0 | 0
0 | 0 | 0
0 | 0 | 0
0 | 0 | 0
0 | 0 | 0
0 | 0 | 0
0 | 0 | 0
0 | 0 | 0
0 | 0 | 0
0 | 0 | 0
0 | 0 | 0
0 | 0 | 0
0 | 0 | 0
0 | 0 | 0
0 | 0 | 0
1 | 0 | 0
1 | 0 | 0
1 | 0 | 0
1 | 0 | 0
1 | 0 | 0
1 | 0 | 0
1 | 0 | 0
1 | 0 | 0
1 | 0 | 0
1 | 0 | 0
0 | 0 | 0
0 | 0 | 0
0 | 0 | 0
0 | 0 | 0
0 | 0 | 0
0 | 0 | 0
0 | 0 | 0
0 | 0 | 0
0 | 0 | 0
0 | 0 | 0
0 | 0 | 0
0 | 0 | 0
0 | 0 | 0
0 | 0 | 0
1 | 0 | 0
1 | 0 | 0
1 | 0 | 0
1 | 0 | 0
1 | 0 | 0
1 | 0 | 0
1 | 0 | 0
1 | 0 | 0
1 | 0 | 0
1 | 0 | 0
0 | 0 | 0
0 | 0 | 0
0 | 0 | 0
0 | 0 | 0
0 | 0 | 0
0 | 0 | 0
0 | 0 | 0
0 | 0 | 0
0 | 0 | 0
0 | 0 | 0
0 | 0 | 0
0 | 0 | 0
0 | 0 | 0
0 | 0 | 1
1 | 0 | 1
1 | 1 | 1
1 | 1 | 1
1 | 1 | 1
1 | 0 | 1
1 | 1 | 1
1 | 1 | 1
1 | 1 | 0
1 | 1 | 0
1 | 0 | 0
0 | 0 | 0
0 | 0 | 0
0 | 0 | 0
0 | 0 | 0
0 | 0 | 0
0 | 0 | 0
0 | 0 | 0
0 | 0 | 0
0 | 0 | 0
0 | 0 | 0
0 | 0 | 0
0 | 0 | 0
0 | 0 | 0
0 | 0 | 1
1 | 0 | 1
1 | 1 | 1
1 | 1 | 1
1 | 1 | 1
1 | 0 | 1
1 | 1 | 1
1 | 1 | 1
1 | 1 | 0
1 | 1 | 0
1 | 0 | 0
0 | 0 | 0
0 | 0 | 0
0 | 0 | 0
0 | 0 | 0
0 | 0 | 0
0 | 0 | 0
0 | 0 | 0
0 | 0 | 0
0 | 0 | 0
0 | 0 | 0
0 | 0 | 0
0 | 0 | 0
0 | 0 | 0
0 | 0 | 1
1 | 0 | 1
1 | 1 | 1
1 | 1 | 1
1 | 1 | 1
1 | 0 | 1
1 | 1 | 1
1 | 1 | 1
1 | 1 | 0
1 | 1 | 0
1 | 0 | 0
0 | 0 | 0
0 | 0 | 0
0 | 0 | 0
0 | 0 | 0
0 | 0 | 0
0 | 0 | 0
0 | 0 | 0
0 | 0 | 0
0 | 0 | 0
0 | 0 | 0
0 | 0 | 0
0 | 0 | 0
0 | 0 | 0
0 | 0 | 1
1 | 0 | 1
1 | 1 | 1
1 | 1 | 1
1 | 1 | 1
1 | 0 | 1
1 | 1 | 1
1 | 1 | 1
1 | 1 | 0
1 | 1 | 0
1 | 0 | 0
0 | 0 | 0
0 | 0 | 0
0 | 0 | 0
0 | 0 | 0
0 | 0 | 0
0 | 0 | 0
0 | 0 | 0
0 | 0 | 0
0 | 0 | 0
0 | 0 | 0
0 | 0 | 0
0 | 0 | 0
0 | 0 | 0
0 | 0 | 1
1 | 0 | 1
1 | 1 | 1
1 | 1 | 1
1 | 1 | 1
1 | 0 | 1
1 | 1 | 1
1 | 1 | 1
1 | 1 | 0
1 | 1 | 0
1 | 0 | 0
0 | 0 | 0
0 | 0 | 0
0 | 0 | 0
0 | 0 | 0
0 | 0 | 0
0 | 0 | 0
0 | 0 | 0
0 | 0 | 0
0 | 0 | 0
0 | 0 | 0
0 | 0 | 0
0 | 0 | 0
0 | 0 | 0
0 | 0 | 0
1 | 0 | 0
1 | 0 | 0
1 | 0 | 0
1 | 0 | 0
1 | 0 | 0
1 | 0 | 0
1 | 0 | 0
1 | 0 | 0
1 | 0 | 0
1 | 0 | 0
0 | 0 | 0
0 | 0 | 0
0 | 0 | 0
0 | 0 | 0
0 | 0 | 0
0 | 0 | 0
0 | 0 | 0
0 | 0 | 0
0 | 0 | 0
0 | 0 | 0
0 | 0 | 0
0 | 0 | 0
0 | 0 | 0
0 | 0 | 0
1 | 0 | 0
1 | 0 | 0
1 | 0 | 0
1 | 0 | 0
1 | 0 | 0
1 | 0 | 0
1 | 0 | 0
1 | 0 | 0
1 | 0 | 0
1 | 0 | 0
0 | 0 | 0
0 | 0 | 0
0 | 0 | 0
0 | 0 | 0
0 | 0 | 0
0 | 0 | 0
0 | 0 | 0
0 | 0 | 0
0 | 0 | 0
0 | 0 | 0
0 | 0 | 0
0 | 0 | 0
0 | 0 | 0
0 | 0 | 1
1 | 0 | 1
1 | 1 | 1
1 | 1 | 1
1 | 1 | 1
1 | 0 | 1
1 | 1 | 1
1 | 1 | 1
1 | 1 | 0
1 | 1 | 0
1 | 0 | 0
0 | 0 | 0
0 | 0 | 0
0 | 0 | 0
0 | 0 | 0
0 | 0 | 0
0 | 0 | 0
0 | 0 | 0
0 | 0 | 0
0 | 0 | 0
0 | 0 | 0
0 | 0 | 0
0 | 0 | 0
0 | 0 | 0
0 | 0 | 1
1 | 0 | 1
1 | 1 | 1
1 | 1 | 1
1 | 1 | 1
1 | 0 | 1
1 | 1 | 1
1 | 1 | 1
1 | 1 | 0
1 | 1 | 0
1 | 0 | 0
0 | 0 | 0
0 | 0 | 0
0 | 0 | 0
0 | 0 | 0
0 | 0 | 0
0 | 0 | 0
0 | 0 | 0
0 | 0 | 0
0 | 0 | 0
0 | 0 | 0
0 | 0 | 0
0 | 0 | 0
0 | 0 | 0
0 | 0 | 1
1 | 0 | 1
1 | 1 | 1
1 | 1 | 1
1 | 1 | 1
1 | 0 | 1
1 | 1 | 1
1 | 1 | 1
1 | 1 | 0
1 | 1 | 0
1 | 0 | 0
0 | 0 | 0
0 | 0 | 0
0 | 0 | 0
0 | 0 | 0
0 | 0 | 0
0 | 0 | 0
0 | 0 | 0
0 | 0 | 0
0 | 0 | 0
0 | 0 | 0
0 | 0 | 0
0 | 0 | 0
0 | 0 | 0
0 | 0 | 1
1 | 0 | 1
1 | 1 | 1
1 | 1 | 1
1 | 1 | 1
1 | 0 | 1
1 | 1 | 1
1 | 1 | 1
1 | 1 | 0
1 | 1 | 0
1 | 0 | 0
0 | 0 | 0
0 | 0 | 0
0 | 0 | 0
0 | 0 | 0
0 | 0 | 0
0 | 0 | 0
0 | 0 | 0
0 | 0 | 0
0 | 0 | 0
0 | 0 | 0
0 | 0 | 0
0 | 0 | 0
0 | 0 | 0
0 | 0 | 1
1 | 0 | 1
1 | 1 | 1
1 | 1 | 1
1 | 1 | 1
1 | 0 | 1
1 | 1 | 1
1 | 1 | 1
1 | 1 | 0
1 | 1 | 0
1 | 0 | 0
0 | 0 | 0
0 | 0 | 0
0 | 0 | 0
0 | 0 | 0
0 | 0 | 0
0 | 0 | 0
0 | 0 | 0
0 | 0 | 0
0 | 0 | 0
0 | 0 | 0
0 | 0 | 0
0 | 0 | 0
0 | 0 | 0
0 | 0 | 0
1 | 0 | 0
1 | 0 | 0
1 | 0 | 0
1 | 0 | 0
1 | 0 | 0
1 | 0 | 0
1 | 0 | 0
1 | 0 | 0
1 | 0 | 0
1 | 0 | 0
0 | 0 | 0
0 | 0 | 0
0 | 0 | 0
0 | 0 | 0
0 | 0 | 0
0 | 0 | 0
0 | 0 | 0
0 | 0 | 0
0 | 0 | 0
0 | 0 | 0
0 | 0 | 0
0 | 0 | 0
0 | 0 | 0
0 | 0 | 0
1 | 0 | 0
1 | 0 | 0
1 | 0 | 0
1 | 0 | 0
1 | 0 | 0
1 | 0 | 0
1 | 0 | 0
1 | 0 | 0
1 | 0 | 0
1 | 0 | 0
0 | 0 | 0
0 | 0 | 0
0 | 0 | 0
0 | 0 | 0
0 | 0 | 0
0 | 0 | 0
0 | 0 | 0
0 | 0 | 0
0 | 0 | 0
0 | 0 | 0
0 | 0 | 0
0 | 0 | 0
0 | 0 | 0
0 | 0 | 1
1 | 0 | 1
1 | 1 | 1
1 | 1 | 1
1 | 1 | 1
1 | 0 | 1
1 | 1 | 1
1 | 1 | 1
1 | 1 | 0
1 | 1 | 0
1 | 0 | 0
0 | 0 | 0
0 | 0 | 0
0 | 0 | 0
0 | 0 | 0
0 | 0 | 0
0 | 0 | 0
0 | 0 | 0
0 | 0 | 0
0 | 0 | 0
0 | 0 | 0
0 | 0 | 0
0 | 0 | 0
0 | 0 | 0
0 | 0 | 1
1 | 0 | 1
1 | 1 | 1
1 | 1 | 1
1 | 1 | 1
1 | 0 | 1
1 | 1 | 1
1 | 1 | 1
1 | 1 | 0
1 | 1 | 0
1 | 0 | 0
0 | 0 | 0
0 | 0 | 0
0 | 0 | 0
0 | 0 | 0
0 | 0 | 0
0 | 0 | 0
0 | 0 | 0
0 | 0 | 0
0 | 0 | 0
0 | 0 | 0
0 | 0 | 0
0 | 0 | 0
0 | 0 | 0
0 | 0 | 1
1 | 0 | 1
1 | 1 | 1
1 | 1 | 1
1 | 1 | 1
1 | 0 | 1
1 | 1 | 1
1 | 1 | 1
1 | 1 | 0
1 | 1 | 0
1 | 0 | 0
0 | 0 | 0
0 | 0 | 0
0 | 0 | 0
0 | 0 | 0
0 | 0 | 0
0 | 0 | 0
0 | 0 | 0
0 | 0 | 0
0 | 0 | 0
0 | 0 | 0
0 | 0 | 0
0 | 0 | 0
0 | 0 | 0
0 | 0 | 1
1 | 0 | 1
1 | 1 | 1
1 | 1 | 1
1 | 1 | 1
1 | 0 | 1
1 | 1 | 1
1 | 1 | 1
1 | 1 | 0
1 | 1 | 0
1 | 0 | 0
0 | 0 | 0
0 | 0 | 0
0 | 0 | 0
0 | 0 | 0
0 | 0 | 0
0 | 0 | 0
0 | 0 | 0
0 | 0 | 0
0 | 0 | 0
0 | 0 | 0
0 | 0 | 0
0 | 0 | 0
0 | 0 | 0
0 | 0 | 1
1 | 0 | 1
1 | 1 | 1
1 | 1 | 1
1 | 1 | 1
1 | 0 | 1
1 | 1 | 1
1 | 1 | 1
1 | 1 | 0
1 | 1 | 0
1 | 0 | 0
0 | 0 | 0
0 | 0 | 0
0 | 0 | 0
0 | 0 | 0
0 | 0 | 0
0 | 0 | 0
0 | 0 | 0
0 | 0 | 0
0 | 0 | 0
0 | 0 | 0
0 | 0 | 0
0 | 0 | 0
0 | 0 | 0
0 | 0 | 0
1 | 0 | 0
1 | 0 | 0
1 | 0 | 0
1 | 0 | 0
1 | 0 | 0
1 | 0 | 0
1 | 0 | 0
1 | 0 | 0
1 | 0 | 0
1 | 0 | 0
0 | 0 | 0
0 | 0 | 0
0 | 0 | 0
0 | 0 | 0
0 | 0 | 0
0 | 0 | 0
0 | 0 | 0
0 | 0 | 0
0 | 0 | 0
0 | 0 | 0
0 | 0 | 0
0 | 0 | 0
0 | 0 | 0
0 | 0 | 0
1 | 0 | 0
1 | 0 | 0
1 | 0 | 0
1 | 0 | 0
1 | 0 | 0
1 | 0 | 0
1 | 0 | 0
1 | 0 | 0
1 | 0 | 0
1 | 0 | 0
0 | 0 | 0
0 | 0 | 0
0 | 0 | 0
0 | 0 | 0
0 | 0 | 0
0 | 0 | 0
0 | 0 | 0
0 | 0 | 0
0 | 0 | 0
0 | 0 | 0
0 | 0 | 0
0 | 0 | 0
0 | 0 | 0
0 | 0 | 1
1 | 0 | 1
1 | 1 | 1
1 | 1 | 1
1 | 1 | 1
1 | 0 | 1
1 | 1 | 1
1 | 1 | 1
1 | 1 | 0
1 | 1 | 0
1 | 0 | 0
0 | 0 | 0
0 | 0 | 0
0 | 0 | 0
0 | 0 | 0
0 | 0 | 0
0 | 0 | 0
0 | 0 | 0
0 | 0 | 0
0 | 0 | 0
0 | 0 | 0
0 | 0 | 0
0 | 0 | 0
0 | 0 | 0
0 | 0 | 1
1 | 0 | 1
1 | 1 | 1
1 | 1 | 1
1 | 1 | 1
1 | 0 | 1
1 | 1 | 1
1 | 1 | 1
1 | 1 | 0
1 | 1 | 0
1 | 0 | 0
0 | 0 | 0
0 | 0 | 0
0 | 0 | 0
0 | 0 | 0
0 | 0 | 0
0 | 0 | 0
0 | 0 | 0
0 | 0 | 0
0 | 0 | 0
0 | 0 | 0
0 | 0 | 0
0 | 0 | 0
0 | 0 | 0
0 | 0 | 1
1 | 0 | 1
1 | 1 | 1
1 | 1 | 1
1 | 1 | 1
1 | 0 | 1
1 | 1 | 1
1 | 1 | 1
1 | 1 | 0
1 | 1 | 0
1 | 0 | 0
0 | 0 | 0
0 | 0 | 0
0 | 0 | 0
0 | 0 | 0
0 | 0 | 0
0 | 0 | 0
0 | 0 | 0
0 | 0 | 0
0 | 0 | 0
0 | 0 | 0
0 | 0 | 0
0 | 0 | 0
0 | 0 | 0
0 | 0 | 1
1 | 0 | 1
1 | 1 | 1
1 | 1 | 1
1 | 1 | 1
1 | 0 | 1
1 | 1 | 1
1 | 1 | 1
1 | 1 | 0
1 | 1 | 0
1 | 0 | 0
0 | 0 | 0
0 | 0 | 0
0 | 0 | 0
0 | 0 | 0
0 | 0 | 0
0 | 0 | 0
0 | 0 | 0
0 | 0 | 0
0 | 0 | 0
0 | 0 | 0
0 | 0 | 0
0 | 0 | 0
0 | 0 | 0
0 | 0 | 1
1 | 0 | 1
1 | 1 | 1
1 | 1 | 1
1 | 1 | 1
1 | 0 | 1
1 | 1 | 1
1 | 1 | 1
1 | 1 | 0
1 | 1 | 0
1 | 0 | 0
0 | 0 | 0
0 | 0 | 0
0 | 0 | 0
0 | 0 | 0
0 | 0 | 0
0 | 0 | 0
0 | 0 | 0
0 | 0 | 0
0 | 0 | 0
0 | 0 | 0
0 | 0 | 0
0 | 0 | 0
0 | 0 | 0
0 | 0 | 0
1 | 0 | 0
1 | 0 | 0
1 | 0 | 0
1 | 0 | 0
1 | 0 | 0
1 | 0 | 0
1 | 0 | 0
1 | 0 | 0
1 | 0 | 0
1 | 0 | 0
0 | 0 | 0
0 | 0 | 0
0 | 0 | 0
0 | 0 | 0
0 | 0 | 0
0 | 0 | 0
0 | 0 | 0
0 | 0 | 0
0 | 0 | 0
0 | 0 | 0
0 | 0 | 0
0 | 0 | 0
0 | 0 | 0
0 | 0 | 0
1 | 0 | 0
1 | 0 | 0
1 | 0 | 0
1 | 0 | 0
1 | 0 | 0
1 | 0 | 0
1 | 0 | 0
1 | 0 | 0
1 | 0 | 0
1 | 0 | 0
0 | 0 | 0
0 | 0 | 0
0 | 0 | 0
0 | 0 | 0
0 | 0 | 0
0 | 0 | 0
0 | 0 | 0
0 | 0 | 0
0 | 0 | 0
0 | 0 | 0
0 | 0 | 0
0 | 0 | 0
0 | 0 | 0
0 | 0 | 1
1 | 0 | 1
1 | 1 | 1
1 | 1 | 1
1 | 1 | 1
1 | 0 | 1
1 | 1 | 1
1 | 1 | 1
1 | 1 | 0
1 | 1 | 0
1 | 0 | 0
0 | 0 | 0
0 | 0 | 0
0 | 0 | 0
0 | 0 | 0
0 | 0 | 0
0 | 0 | 0
0 | 0 | 0
0 | 0 | 0
0 | 0 | 0
0 | 0 | 0
0 | 0 | 0
0 | 0 | 0
0 | 0 | 0
0 | 0 | 1
1 | 0 | 1
1 | 1 | 1
1 | 1 | 1
1 | 1 | 1
1 | 0 | 1
1 | 1 | 1
1 | 1 | 1
1 | 1 | 0
1 | 1 | 0
1 | 0 | 0
0 | 0 | 0
0 | 0 | 0
0 | 0 | 0
0 | 0 | 0
0 | 0 | 0
0 | 0 | 0
0 | 0 | 0
0 | 0 | 0
0 | 0 | 0
0 | 0 | 0
0 | 0 | 0
0 | 0 | 0
0 | 0 | 0
0 | 0 | 1
1 | 0 | 1
1 | 1 | 1
1 | 1 | 1
1 | 1 | 1
1 | 0 | 1
1 | 1 | 1
1 | 1 | 1
1 | 1 | 0
1 | 1 | 0
1 | 0 | 0
0 | 0 | 0
0 | 0 | 0
0 | 0 | 0
0 | 0 | 0
0 | 0 | 0
0 | 0 | 0
0 | 0 | 0
0 | 0 | 0
0 | 0 | 0
0 | 0 | 0
0 | 0 | 0
0 | 0 | 0
0 | 0 | 0
0 | 0 | 1
1 | 0 | 1
1 | 1 | 1
1 | 1 | 1
1 | 1 | 1
1 | 0 | 1
1 | 1 | 1
1 | 1 | 1
1 | 1 | 0
1 | 1 | 0
1 | 0 | 0
0 | 0 | 0
0 | 0 | 0
0 | 0 | 0
0 | 0 | 0
0 | 0 | 0
0 | 0 | 0
0 | 0 | 0
0 | 0 | 0
0 | 0 | 0
0 | 0 | 0
0 | 0 | 0
0 | 0 | 0
0 | 0 | 0
0 | 0 | 1
1 | 0 | 1
1 | 1 | 1
1 | 1 | 1
1 | 1 | 1
1 | 0 | 1
1 | 1 | 1
1 | 1 | 1
1 | 1 | 0
1 | 1 | 0
1 | 0 | 0
0 | 0 | 0
0 | 0 | 0
0 | 0 | 0
0 | 0 | 0
0 | 0 | 0
0 | 0 | 0
0 | 0 | 0
0 | 0 | 0
0 | 0 | 0
0 | 0 | 0
0 | 0 | 0
0 | 0 | 0
0 | 0 | 0
0 | 0 | 0
1 | 0 | 0
1 | 0 | 0
1 | 0 | 0
1 | 0 | 0
1 | 0 | 0
1 | 0 | 0
1 | 0 | 0
1 | 0 | 0
1 | 0 | 0
1 | 0 | 0
0 | 0 | 0
0 | 0 | 0
0 | 0 | 0
0 | 0 | 0
0 | 0 | 0
0 | 0 | 0
0 | 0 | 0
0 | 0 | 0
0 | 0 | 0
0 | 0 | 0
0 | 0 | 0
0 | 0 | 0
0 | 0 | 0
1 | 0 | 0
1 | 0 | 0
1 | 0 | 0
1 | 0 | 0
1 | 0 | 0
1 | 0 | 0
1 | 0 | 0
1 | 0 | 0
1 | 0 | 0
1 | 0 | 0
0 | 0 | 0
0 | 0 | 0
0 | 0 | 0
0 | 0 | 0
0 | 0 | 0
0 | 0 | 0
0 | 0 | 0
0 | 0 | 0
0 | 0 | 0
0 | 0 | 0
0 | 0 | 0
0 | 0 | 0
0 | 0 | 0
0 | 0 | 1
1 | 0 | 1
1 | 1 | 1
1 | 1 | 1
1 | 1 | 1
1 | 0 | 1
1 | 1 | 1
1 | 1 | 1
1 | 1 | 0
1 | 1 | 0
1 | 0 | 0
0 | 0 | 0
0 | 0 | 0
0 | 0 | 0
0 | 0 | 0
0 | 0 | 0
0 | 0 | 0
0 | 0 | 0
0 | 0 | 0
0 | 0 | 0
0 | 0 | 0
0 | 0 | 0
0 | 0 | 0
0 | 0 | 0
0 | 0 | 1
1 | 0 | 1
1 | 1 | 1
1 | 1 | 1
1 | 1 | 1
1 | 0 | 1
1 | 1 | 1
1 | 1 | 1
1 | 1 | 0
1 | 1 | 0
1 | 0 | 0
0 | 0 | 0
0 | 0 | 0
0 | 0 | 0
0 | 0 | 0
0 | 0 | 0
0 | 0 | 0
0 | 0 | 0
0 | 0 | 0
0 | 0 | 0
0 | 0 | 0
0 | 0 | 0
0 | 0 | 0
0 | 0 | 0
0 | 0 | 1
1 | 0 | 1
1 | 1 | 1
1 | 1 | 1
1 | 1 | 1
1 | 0 | 1
1 | 1 | 1
1 | 1 | 1
1 | 1 | 0
1 | 1 | 0
1 | 0 | 0
0 | 0 | 0
0 | 0 | 0
0 | 0 | 0
0 | 0 | 0
0 | 0 | 0
0 | 0 | 0
0 | 0 | 0
0 | 0 | 0
0 | 0 | 0
0 | 0 | 0
0 | 0 | 0
0 | 0 | 0
0 | 0 | 0
0 | 0 | 1
1 | 0 | 1
1 | 1 | 1
1 | 1 | 1
1 | 1 | 1
1 | 0 | 1
1 | 1 | 1
1 | 1 | 1
1 | 1 | 0
1 | 1 | 0
1 | 0 | 0
0 | 0 | 0
0 | 0 | 0
0 | 0 | 0
0 | 0 | 0
0 | 0 | 0
0 | 0 | 0
0 | 0 | 0
0 | 0 | 0
0 | 0 | 0
0 | 0 | 0
0 | 0 | 0
0 | 0 | 0
0 | 0 | 0
0 | 0 | 1
1 | 0 | 1
1 | 1 | 1
1 | 1 | 1
1 | 1 | 1
1 | 0 | 1
1 | 1 | 1
1 | 1 | 1
1 | 1 | 0
1 | 1 | 0
1 | 0 | 0
0 | 0 | 0
0 | 0 | 0
0 | 0 | 0
0 | 0 | 0
0 | 0 | 0
0 | 0 | 0
0 | 0 | 0
0 | 0 | 0
0 | 0 | 0
0 | 0 | 0
0 | 0 | 0
0 | 0 | 0
0 | 0 | 0
0 | 0 | 0
1 | 0 | 0
1 | 0 | 0
1 | 0 | 0
1 | 0 | 0
1 | 0 | 0
1 | 0 | 0
1 | 0 | 0
1 | 0 | 0
1 | 0 | 0
1 | 0 | 0
0 | 0 | 0
0 | 0 | 0
0 | 0 | 0
0 | 0 | 0
0 | 0 | 0
0 | 0 | 0
0 | 0 | 0
0 | 0 | 0
0 | 0 | 0
0 | 0 | 0
0 | 0 | 0
0 | 0 | 0
0 | 0 | 0
0 | 0 | 0
1 | 0 | 0
1 | 0 | 0
1 | 0 | 0
1 | 0 | 0
1 | 0 | 0
1 | 0 | 0
1 | 0 | 0
1 | 0 | 0
1 | 0 | 0
1 | 0 | 0
0 | 0 | 0
0 | 0 | 0
0 | 0 | 0
0 | 0 | 0
0 | 0 | 0
0 | 0 | 0
0 | 0 | 0
0 | 0 | 0
0 | 0 | 0
0 | 0 | 0
0 | 0 | 0
0 | 0 | 0
0 | 0 | 0
0 | 0 | 1
1 | 0 | 1
1 | 1 | 1
1 | 1 | 1
1 | 1 | 1
1 | 0 | 1
1 | 1 | 1
1 | 1 | 1
1 | 1 | 0
1 | 1 | 0
1 | 0 | 0
0 | 0 | 0
0 | 0 | 0
0 | 0 | 0
0 | 0 | 0
0 | 0 | 0
0 | 0 | 0
0 | 0 | 0
0 | 0 | 0
0 | 0 | 0
0 | 0 | 0
0 | 0 | 0
0 | 0 | 0
0 | 0 | 0
0 | 0 | 1
1 | 0 | 1
1 | 1 | 1
1 | 1 | 1
1 | 1 | 1
1 | 0 | 1
1 | 1 | 1
1 | 1 | 1
1 | 1 | 0
1 | 1 | 0
1 | 0 | 0
0 | 0 | 0
0 | 0 | 0
0 | 0 | 0
0 | 0 | 0
0 | 0 | 0
0 | 0 | 0
0 | 0 | 0
0 | 0 | 0
0 | 0 | 0
0 | 0 | 0
0 | 0 | 0
0 | 0 | 0
0 | 0 | 0
0 | 0 | 1
1 | 0 | 1
1 | 1 | 1
1 | 1 | 1
1 | 1 | 1
1 | 0 | 1
1 | 1 | 1
1 | 1 | 1
1 | 1 | 0
1 | 1 | 0
1 | 0 | 0
0 | 0 | 0
0 | 0 | 0
0 | 0 | 0
0 | 0 | 0
0 | 0 | 0
0 | 0 | 0
0 | 0 | 0
0 | 0 | 0
0 | 0 | 0
0 | 0 | 0
0 | 0 | 0
0 | 0 | 0
0 | 0 | 0
0 | 0 | 1
1 | 0 | 1
1 | 1 | 1
1 | 1 | 1
1 | 1 | 1
1 | 0 | 1
1 | 1 | 1
1 | 1 | 1
1 | 1 | 0
1 | 1 | 0
1 | 0 | 0
0 | 0 | 0
0 | 0 | 0
0 | 0 | 0
0 | 0 | 0
0 | 0 | 0
0 | 0 | 0
0 | 0 | 0
0 | 0 | 0
0 | 0 | 0
0 | 0 | 0
0 | 0 | 0
0 | 0 | 0
0 | 0 | 0
0 | 0 | 1
1 | 0 | 1
1 | 1 | 1
1 | 1 | 1
1 | 1 | 1
1 | 0 | 1
1 | 1 | 1
1 | 1 | 1
1 | 1 | 0
1 | 1 | 0
1 | 0 | 0
0 | 0 | 0
0 | 0 | 0
0 | 0 | 0
0 | 0 | 0
0 | 0 | 0
0 | 0 | 0
0 | 0 | 0
0 | 0 | 0
0 | 0 | 0
0 | 0 | 0
0 | 0 | 0
0 | 0 | 0
0 | 0 | 0
0 | 0 | 0
1 | 0 | 0
1 | 0 | 0
1 | 0 | 0
1 | 0 | 0
1 | 0 | 0
1 | 0 | 0
1 | 0 | 0
1 | 0 | 0
1 | 0 | 0
1 | 0 | 0
0 | 0 | 0
0 | 0 | 0
0 | 0 | 0
0 | 0 | 0
0 | 0 | 0
0 | 0 | 0
0 | 0 | 0
0 | 0 | 0
0 | 0 | 0
0 | 0 | 0
0 | 0 | 0
0 | 0 | 0
0 | 0 | 0
0 | 0 | 0
1 | 0 | 0
1 | 0 | 0
1 | 0 | 0
1 | 0 | 0
1 | 0 | 0
1 | 0 | 0
1 | 0 | 0
1 | 0 | 0
1 | 0 | 0
1 | 0 | 0
0 | 0 | 0
0 | 0 | 0
0 | 0 | 0
0 | 0 | 0
0 | 0 | 0
0 | 0 | 0
0 | 0 | 0
0 | 0 | 0
0 | 0 | 0
0 | 0 | 0
0 | 0 | 0
0 | 0 | 0
0 | 0 | 0
0 | 0 | 1
1 | 0 | 1
1 | 1 | 1
1 | 1 | 1
1 | 1 | 1
1 | 0 | 1
1 | 1 | 1
1 | 1 | 1
1 | 1 | 0
1 | 1 | 0
1 | 0 | 0
0 | 0 | 0
0 | 0 | 0
0 | 0 | 0
0 | 0 | 0
0 | 0 | 0
0 | 0 | 0
0 | 0 | 0
0 | 0 | 0
0 | 0 | 0
0 | 0 | 0
0 | 0 | 0
0 | 0 | 0
0 | 0 | 0
0 | 0 | 1
1 | 0 | 1
1 | 1 | 1
1 | 1 | 1
1 | 1 | 1
1 | 0 | 1
1 | 1 | 1
1 | 1 | 1
1 | 1 | 0
1 | 1 | 0
1 | 0 | 0
0 | 0 | 0
0 | 0 | 0
0 | 0 | 0
0 | 0 | 0
0 | 0 | 0
0 | 0 | 0
0 | 0 | 0
0 | 0 | 0
0 | 0 | 0
0 | 0 | 0
0 | 0 | 0
0 | 0 | 0
0 | 0 | 0
0 | 0 | 1
1 | 0 | 1
1 | 1 | 1
1 | 1 | 1
1 | 1 | 1
1 | 0 | 1
1 | 1 | 1
1 | 1 | 1
1 | 1 | 0
1 | 1 | 0
1 | 0 | 0
0 | 0 | 0
0 | 0 | 0
0 | 0 | 0
0 | 0 | 0
0 | 0 | 0
0 | 0 | 0
0 | 0 | 0
0 | 0 | 0
0 | 0 | 0
0 | 0 | 0
0 | 0 | 0
0 | 0 | 0
0 | 0 | 0
0 | 0 | 1
1 | 0 | 1
1 | 1 | 1
1 | 1 | 1
1 | 1 | 1
1 | 0 | 1
1 | 1 | 1
1 | 1 | 1
1 | 1 | 0
1 | 1 | 0
1 | 0 | 0
0 | 0 | 0
0 | 0 | 0
0 | 0 | 0
0 | 0 | 0
0 | 0 | 0
0 | 0 | 0
0 | 0 | 0
0 | 0 | 0
0 | 0 | 0
0 | 0 | 0
0 | 0 | 0
0 | 0 | 0
0 | 0 | 0
0 | 0 | 1
1 | 0 | 1
1 | 1 | 1
1 | 1 | 1
1 | 1 | 1
1 | 0 | 1
1 | 1 | 1
1 | 1 | 1
1 | 1 | 0
1 | 1 | 0
1 | 0 | 0
0 | 0 | 0
0 | 0 | 0
0 | 0 | 0
0 | 0 | 0
0 | 0 | 0
0 | 0 | 0
0 | 0 | 0
0 | 0 | 0
0 | 0 | 0
0 | 0 | 0
0 | 0 | 0
0 | 0 | 0
0 | 0 | 0
0 | 0 | 0
1 | 0 | 0
1 | 0 | 0
1 | 0 | 0
1 | 0 | 0
1 | 0 | 0
1 | 0 | 0
1 | 0 | 0
1 | 0 | 0
1 | 0 | 0
1 | 0 | 0
0 | 0 | 0
0 | 0 | 0
0 | 0 | 0
0 | 0 | 0
0 | 0 | 0
0 | 0 | 0
0 | 0 | 0
0 | 0 | 0
0 | 0 | 0
0 | 0 | 0
0 | 0 | 0
0 | 0 | 0
0 | 0 | 0
0 | 0 | 0
1 | 0 | 0
1 | 0 | 0
1 | 0 | 0
1 | 0 | 0
1 | 0 | 0
1 | 0 | 0
1 | 0 | 0
1 | 0 | 0
1 | 0 | 0
1 | 0 | 0
0 | 0 | 0
0 | 0 | 0
0 | 0 | 0
0 | 0 | 0
0 | 0 | 0
0 | 0 | 0
0 | 0 | 0
0 | 0 | 0
0 | 0 | 0
0 | 0 | 0
0 | 0 | 0
0 | 0 | 0
0 | 0 | 0
0 | 0 | 1
1 | 0 | 1
1 | 1 | 1
1 | 1 | 1
1 | 1 | 1
1 | 0 | 1
1 | 1 | 1
1 | 1 | 1
1 | 1 | 0
1 | 1 | 0
1 | 0 | 0
0 | 0 | 0
0 | 0 | 0
0 | 0 | 0
0 | 0 | 0
0 | 0 | 0
0 | 0 | 0
0 | 0 | 0
0 | 0 | 0
0 | 0 | 0
0 | 0 | 0
0 | 0 | 0
0 | 0 | 0
0 | 0 | 0
0 | 0 | 1
1 | 0 | 1
1 | 1 | 1
1 | 1 | 1
1 | 1 | 1
1 | 0 | 1
1 | 1 | 1
1 | 1 | 1
1 | 1 | 0
1 | 1 | 0
1 | 0 | 0
0 | 0 | 0
0 | 0 | 0
0 | 0 | 0
0 | 0 | 0
0 | 0 | 0
0 | 0 | 0
0 | 0 | 0
0 | 0 | 0
0 | 0 | 0
0 | 0 | 0
0 | 0 | 0
0 | 0 | 0
0 | 0 | 0
0 | 0 | 1
1 | 0 | 1
1 | 1 | 1
1 | 1 | 1
1 | 1 | 1
1 | 0 | 1
1 | 1 | 1
1 | 1 | 1
1 | 1 | 0
1 | 1 | 0
1 | 0 | 0
0 | 0 | 0
0 | 0 | 0
0 | 0 | 0
0 | 0 | 0
0 | 0 | 0
0 | 0 | 0
0 | 0 | 0
0 | 0 | 0
0 | 0 | 0
0 | 0 | 0
0 | 0 | 0
0 | 0 | 0
0 | 0 | 0
0 | 0 | 1
1 | 0 | 1
1 | 1 | 1
1 | 1 | 1
1 | 1 | 1
1 | 0 | 1
1 | 1 | 1
1 | 1 | 1
1 | 1 | 0
1 | 1 | 0
1 | 0 | 0
0 | 0 | 0
0 | 0 | 0
0 | 0 | 0
0 | 0 | 0
0 | 0 | 0
0 | 0 | 0
0 | 0 | 0
0 | 0 | 0
0 | 0 | 0
0 | 0 | 0
0 | 0 | 0
0 | 0 | 0
0 | 0 | 0
0 | 0 | 1
1 | 0 | 1
1 | 1 | 1
1 | 1 | 1
1 | 1 | 1
1 | 0 | 1
1 | 1 | 1
1 | 1 | 1
1 | 1 | 0
1 | 1 | 0
1 | 0 | 0
0 | 0 | 0
0 | 0 | 0
0 | 0 | 0
0 | 0 | 0
0 | 0 | 0
0 | 0 | 0
0 | 0 | 0
0 | 0 | 0
0 | 0 | 0
0 | 0 | 0
0 | 0 | 0
0 | 0 | 0
0 | 0 | 0
0 | 0 | 0
1 | 0 | 0
1 | 0 | 0
1 | 0 | 0
1 | 0 | 0
1 | 0 | 0
1 | 0 | 0
1 | 0 | 0
1 | 0 | 0
1 | 0 | 0
1 | 0 | 0
0 | 0 | 0
0 | 0 | 0
0 | 0 | 0
0 | 0 | 0
0 | 0 | 0
0 | 0 | 0
0 | 0 | 0
0 | 0 | 0
0 | 0 | 0
0 | 0 | 0
0 | 0 | 0
0 | 0 | 0
0 | 0 | 0
0 | 0 | 0
1 | 0 | 0
1 | 0 | 0
1 | 0 | 0
1 | 0 | 0
1 | 0 | 0
1 | 0 | 0
1 | 0 | 0
1 | 0 | 0
1 | 0 | 0
1 | 0 | 0
0 | 0 | 0
0 | 0 | 0
0 | 0 | 0
0 | 0 | 0
0 | 0 | 0
0 | 0 | 0
0 | 0 | 0
0 | 0 | 0
0 | 0 | 0
0 | 0 | 0
0 | 0 | 0
0 | 0 | 0
0 | 0 | 0
0 | 0 | 1
1 | 0 | 1
1 | 1 | 1
1 | 1 | 1
1 | 1 | 1
1 | 0 | 1
1 | 1 | 1
1 | 1 | 1
1 | 1 | 0
1 | 1 | 0
1 | 0 | 0
0 | 0 | 0
0 | 0 | 0
0 | 0 | 0
0 | 0 | 0
0 | 0 | 0
0 | 0 | 0
0 | 0 | 0
0 | 0 | 0
0 | 0 | 0
0 | 0 | 0
0 | 0 | 0
0 | 0 | 0
0 | 0 | 0
0 | 0 | 1
1 | 0 | 1
1 | 1 | 1
1 | 1 | 1
1 | 1 | 1
1 | 0 | 1
1 | 1 | 1
1 | 1 | 1
1 | 1 | 0
1 | 1 | 0
1 | 0 | 0
0 | 0 | 0
0 | 0 | 0
0 | 0 | 0
0 | 0 | 0
0 | 0 | 0
0 | 0 | 0
0 | 0 | 0
0 | 0 | 0
0 | 0 | 0
0 | 0 | 0
0 | 0 | 0
0 | 0 | 0
0 | 0 | 0
0 | 0 | 1
1 | 0 | 1
1 | 1 | 1
1 | 1 | 1
1 | 1 | 1
1 | 0 | 1
1 | 1 | 1
1 | 1 | 1
1 | 1 | 0
1 | 1 | 0
1 | 0 | 0
0 | 0 | 0
0 | 0 | 0
0 | 0 | 0
0 | 0 | 0
0 | 0 | 0
0 | 0 | 0
0 | 0 | 0
0 | 0 | 0
0 | 0 | 0
0 | 0 | 0
0 | 0 | 0
0 | 0 | 0
0 | 0 | 0
0 | 0 | 1
1 | 0 | 1
1 | 1 | 1
1 | 1 | 1
1 | 1 | 1
1 | 0 | 1
1 | 1 | 1
1 | 1 | 1
1 | 1 | 0
1 | 1 | 0
1 | 0 | 0
0 | 0 | 0
0 | 0 | 0
0 | 0 | 0
0 | 0 | 0
0 | 0 | 0
0 | 0 | 0
0 | 0 | 0
0 | 0 | 0
0 | 0 | 0
0 | 0 | 0
0 | 0 | 0
0 | 0 | 0
0 | 0 | 0
0 | 0 | 1
1 | 0 | 1
1 | 1 | 1
1 | 1 | 1
1 | 1 | 1
1 | 0 | 1
1 | 1 | 1
1 | 1 | 1
1 | 1 | 0
1 | 1 | 0
1 | 0 | 0
0 | 0 | 0
0 | 0 | 0
0 | 0 | 0
0 | 0 | 0
0 | 0 | 0
0 | 0 | 0
0 | 0 | 0
0 | 0 | 0
0 | 0 | 0
0 | 0 | 0
0 | 0 | 0
0 | 0 | 0
0 | 0 | 0
0 | 0 | 0
1 | 0 | 0
1 | 0 | 0
1 | 0 | 0
1 | 0 | 0
1 | 0 | 0
1 | 0 | 0
1 | 0 | 0
1 | 0 | 0
1 | 0 | 0
1 | 0 | 0
0 | 0 | 0
0 | 0 | 0
0 | 0 | 0
0 | 0 | 0
0 | 0 | 0
0 | 0 | 0
0 | 0 | 0
0 | 0 | 0
0 | 0 | 0
0 | 0 | 0
0 | 0 | 0
0 | 0 | 0
0 | 0 | 0
0 | 0 | 0
1 | 0 | 0
1 | 0 | 0
1 | 0 | 0
1 | 0 | 0
1 | 0 | 0
1 | 0 | 0
1 | 0 | 0
1 | 0 | 0
1 | 0 | 0
1 | 0 | 0
0 | 0 | 0
0 | 0 | 0
0 | 0 | 0
0 | 0 | 0
0 | 0 | 0
0 | 0 | 0
0 | 0 | 0
0 | 0 | 0
0 | 0 | 0
0 | 0 | 0
0 | 0 | 0
0 | 0 | 0
0 | 0 | 0
0 | 0 | 1
1 | 0 | 1
1 | 1 | 1
1 | 1 | 1
1 | 1 | 1
1 | 0 | 1
1 | 1 | 1
1 | 1 | 1
1 | 1 | 0
1 | 1 | 0
1 | 0 | 0
0 | 0 | 0
0 | 0 | 0
0 | 0 | 0
0 | 0 | 0
0 | 0 | 0
0 | 0 | 0
0 | 0 | 0
0 | 0 | 0
0 | 0 | 0
0 | 0 | 0
0 | 0 | 0
0 | 0 | 0
0 | 0 | 0
0 | 0 | 1
1 | 0 | 1
1 | 1 | 1
1 | 1 | 1
1 | 1 | 1
1 | 0 | 1
1 | 1 | 1
1 | 1 | 1
1 | 1 | 0
1 | 1 | 0
1 | 0 | 0
0 | 0 | 0
0 | 0 | 0
0 | 0 | 0
0 | 0 | 0
0 | 0 | 0
0 | 0 | 0
0 | 0 | 0
0 | 0 | 0
0 | 0 | 0
0 | 0 | 0
0 | 0 | 0
0 | 0 | 0
0 | 0 | 0
0 | 0 | 1
1 | 0 | 1
1 | 1 | 1
1 | 1 | 1
1 | 1 | 1
1 | 0 | 1
1 | 1 | 1
1 | 1 | 1
1 | 1 | 0
1 | 1 | 0
1 | 0 | 0
0 | 0 | 0
0 | 0 | 0
0 | 0 | 0
0 | 0 | 0
0 | 0 | 0
0 | 0 | 0
0 | 0 | 0
0 | 0 | 0
0 | 0 | 0
0 | 0 | 0
0 | 0 | 0
0 | 0 | 0
0 | 0 | 0
0 | 0 | 1
1 | 0 | 1
1 | 1 | 1
1 | 1 | 1
1 | 1 | 1
1 | 0 | 1
1 | 1 | 1
1 | 1 | 1
1 | 1 | 0
1 | 1 | 0
1 | 0 | 0
0 | 0 | 0
0 | 0 | 0
0 | 0 | 0
0 | 0 | 0
0 | 0 | 0
0 | 0 | 0
0 | 0 | 0
0 | 0 | 0
0 | 0 | 0
0 | 0 | 0
0 | 0 | 0
0 | 0 | 0
0 | 0 | 0
0 | 0 | 1
1 | 0 | 1
1 | 1 | 1
1 | 1 | 1
1 | 1 | 1
1 | 0 | 1
1 | 1 | 1
1 | 1 | 1
1 | 1 | 0
1 | 1 | 0
1 | 0 | 0
0 | 0 | 0
0 | 0 | 0
0 | 0 | 0
0 | 0 | 0
0 | 0 | 0
0 | 0 | 0
0 | 0 | 0
0 | 0 | 0
0 | 0 | 0
0 | 0 | 0
0 | 0 | 0
0 | 0 | 0
0 | 0 | 0
0 | 0 | 0
1 | 0 | 0
1 | 0 | 0
1 | 0 | 0
1 | 0 | 0
1 | 0 | 0
1 | 0 | 0
1 | 0 | 0
1 | 0 | 0
1 | 0 | 0
1 | 0 | 0
0 | 0 | 0
0 | 0 | 0
0 | 0 | 0
0 | 0 | 0
0 | 0 | 0
0 | 0 | 0
0 | 0 | 0
0 | 0 | 0
0 | 0 | 0
0 | 0 | 0
0 | 0 | 0
0 | 0 | 0
0 | 0 | 0
0 | 0 | 0
1 | 0 | 0
1 | 0 | 0
1 | 0 | 0
1 | 0 | 0
1 | 0 | 0
1 | 0 | 0
1 | 0 | 0
1 | 0 | 0
1 | 0 | 0
1 | 0 | 0
0 | 0 | 0
0 | 0 | 0
0 | 0 | 0
0 | 0 | 0
0 | 0 | 0
0 | 0 | 0
0 | 0 | 0
0 | 0 | 0
0 | 0 | 0
0 | 0 | 0
0 | 0 | 0
0 | 0 | 0
0 | 0 | 0
0 | 0 | 1
1 | 0 | 1
1 | 1 | 1
1 | 1 | 1
1 | 1 | 1
1 | 0 | 1
1 | 1 | 1
1 | 1 | 1
1 | 1 | 0
1 | 1 | 0
1 | 0 | 0
0 | 0 | 0
0 | 0 | 0
0 | 0 | 0
0 | 0 | 0
0 | 0 | 0
0 | 0 | 0
0 | 0 | 0
0 | 0 | 0
0 | 0 | 0
0 | 0 | 0
0 | 0 | 0
0 | 0 | 0
0 | 0 | 0
0 | 0 | 1
1 | 0 | 1
1 | 1 | 1
1 | 1 | 1
1 | 1 | 1
1 | 0 | 1
1 | 1 | 1
1 | 1 | 1
1 | 1 | 0
1 | 1 | 0
1 | 0 | 0
0 | 0 | 0
0 | 0 | 0
0 | 0 | 0
0 | 0 | 0
0 | 0 | 0
0 | 0 | 0
0 | 0 | 0
0 | 0 | 0
0 | 0 | 0
0 | 0 | 0
0 | 0 | 0
0 | 0 | 0
0 | 0 | 0
0 | 0 | 1
1 | 0 | 1
1 | 1 | 1
1 | 1 | 1
1 | 1 | 1
1 | 0 | 1
1 | 1 | 1
1 | 1 | 1
1 | 1 | 0
1 | 1 | 0
1 | 0 | 0
0 | 0 | 0
0 | 0 | 0
0 | 0 | 0
0 | 0 | 0
0 | 0 | 0
0 | 0 | 0
0 | 0 | 0
0 | 0 | 0
0 | 0 | 0
0 | 0 | 0
0 | 0 | 0
0 | 0 | 0
0 | 0 | 0
0 | 0 | 1
1 | 0 | 1
1 | 1 | 1
1 | 1 | 1
1 | 1 | 1
1 | 0 | 1
1 | 1 | 1
1 | 1 | 1
1 | 1 | 0
1 | 1 | 0
1 | 0 | 0
0 | 0 | 0
0 | 0 | 0
0 | 0 | 0
0 | 0 | 0
0 | 0 | 0
0 | 0 | 0
0 | 0 | 0
0 | 0 | 0
0 | 0 | 0
0 | 0 | 0
0 | 0 | 0
0 | 0 | 0
0 | 0 | 0
0 | 0 | 1
1 | 0 | 1
1 | 1 | 1
1 | 1 | 1
1 | 1 | 1
1 | 0 | 1
1 | 1 | 1
1 | 1 | 1
1 | 1 | 0
1 | 1 | 0
1 | 0 | 0
0 | 0 | 0
0 | 0 | 0
0 | 0 | 0
0 | 0 | 0
0 | 0 | 0
0 | 0 | 0
0 | 0 | 0
0 | 0 | 0
0 | 0 | 0
0 | 0 | 0
0 | 0 | 0
0 | 0 | 0
0 | 0 | 0
0 | 0 | 0
1 | 0 | 0
1 | 0 | 0
1 | 0 | 0
1 | 0 | 0
1 | 0 | 0
1 | 0 | 0
1 | 0 | 0
1 | 0 | 0
1 | 0 | 0
1 | 0 | 0
0 | 0 | 0
0 | 0 | 0
0 | 0 | 0
0 | 0 | 0
0 | 0 | 0
0 | 0 | 0
0 | 0 | 0
0 | 0 | 0
0 | 0 | 0
0 | 0 | 0
0 | 0 | 0
0 | 0 | 0
0 | 0 | 0
0 | 0 | 0
1 | 0 | 0
1 | 0 | 0
1 | 0 | 0
1 | 0 | 0
1 | 0 | 0
1 | 0 | 0
1 | 0 | 0
1 | 0 | 0
1 | 0 | 0
1 | 0 | 0
0 | 0 | 0
0 | 0 | 0
0 | 0 | 0
0 | 0 | 0
0 | 0 | 0
0 | 0 | 0
0 | 0 | 0
0 | 0 | 0
0 | 0 | 0
0 | 0 | 0
0 | 0 | 0
0 | 0 | 0
0 | 0 | 0
0 | 0 | 1
1 | 0 | 1
1 | 1 | 1
1 | 1 | 1
1 | 1 | 1
1 | 0 | 1
1 | 1 | 1
1 | 1 | 1
1 | 1 | 0
1 | 1 | 0
1 | 0 | 0
0 | 0 | 0
0 | 0 | 0
0 | 0 | 0
0 | 0 | 0
0 | 0 | 0
0 | 0 | 0
0 | 0 | 0
0 | 0 | 0
0 | 0 | 0
0 | 0 | 0
0 | 0 | 0
0 | 0 | 0
0 | 0 | 0
0 | 0 | 1
1 | 0 | 1
1 | 1 | 1
1 | 1 | 1
1 | 1 | 1
1 | 0 | 1
1 | 1 | 1
1 | 1 | 1
1 | 1 | 0
1 | 1 | 0
1 | 0 | 0
0 | 0 | 0
0 | 0 | 0
0 | 0 | 0
0 | 0 | 0
0 | 0 | 0
0 | 0 | 0
0 | 0 | 0
0 | 0 | 0
0 | 0 | 0
0 | 0 | 0
0 | 0 | 0
0 | 0 | 0
0 | 0 | 0
0 | 0 | 1
1 | 0 | 1
1 | 1 | 1
1 | 1 | 1
1 | 1 | 1
1 | 0 | 1
1 | 1 | 1
1 | 1 | 1
1 | 1 | 0
1 | 1 | 0
1 | 0 | 0
0 | 0 | 0
0 | 0 | 0
0 | 0 | 0
0 | 0 | 0
0 | 0 | 0
0 | 0 | 0
0 | 0 | 0
0 | 0 | 0
0 | 0 | 0
0 | 0 | 0
0 | 0 | 0
0 | 0 | 0
0 | 0 | 0
0 | 0 | 1
1 | 0 | 1
1 | 1 | 1
1 | 1 | 1
1 | 1 | 1
1 | 0 | 1
1 | 1 | 1
1 | 1 | 1
1 | 1 | 0
1 | 1 | 0
1 | 0 | 0
0 | 0 | 0
0 | 0 | 0
0 | 0 | 0
0 | 0 | 0
0 | 0 | 0
0 | 0 | 0
0 | 0 | 0
0 | 0 | 0
0 | 0 | 0
0 | 0 | 0
0 | 0 | 0
0 | 0 | 0
0 | 0 | 0
0 | 0 | 1
1 | 0 | 1
1 | 1 | 1
1 | 1 | 1
1 | 1 | 1
1 | 0 | 1
1 | 1 | 1
1 | 1 | 1
1 | 1 | 0
1 | 1 | 0
1 | 0 | 0
0 | 0 | 0
0 | 0 | 0
0 | 0 | 0
0 | 0 | 0
0 | 0 | 0
0 | 0 | 0
0 | 0 | 0
0 | 0 | 0
0 | 0 | 0
0 | 0 | 0
0 | 0 | 0
0 | 0 | 0
0 | 0 | 0
0 | 0 | 0
1 | 0 | 0
1 | 0 | 0
1 | 0 | 0
1 | 0 | 0
1 | 0 | 0
1 | 0 | 0
1 | 0 | 0
1 | 0 | 0
1 | 0 | 0
1 | 0 | 0
0 | 0 | 0
0 | 0 | 0
0 | 0 | 0
0 | 0 | 0
0 | 0 | 0
0 | 0 | 0
0 | 0 | 0
0 | 0 | 0
0 | 0 | 0
0 | 0 | 0
0 | 0 | 0
0 | 0 | 0
0 | 0 | 0
0 | 0 | 0
1 | 0 | 0
1 | 0 | 0
1 | 0 | 0
1 | 0 | 0
1 | 0 | 0
1 | 0 | 0
1 | 0 | 0
1 | 0 | 0
1 | 0 | 0
1 | 0 | 0
0 | 0 | 0
0 | 0 | 0
0 | 0 | 0
0 | 0 | 0
0 | 0 | 0
0 | 0 | 0
0 | 0 | 0
0 | 0 | 0
0 | 0 | 0
0 | 0 | 0
0 | 0 | 0
0 | 0 | 0
0 | 0 | 0
0 | 0 | 1
1 | 0 | 1
1 | 1 | 1
1 | 1 | 1
1 | 1 | 1
1 | 0 | 1
1 | 1 | 1
1 | 1 | 1
1 | 1 | 0
1 | 1 | 0
1 | 0 | 0
0 | 0 | 0
0 | 0 | 0
0 | 0 | 0
0 | 0 | 0
0 | 0 | 0
0 | 0 | 0
0 | 0 | 0
0 | 0 | 0
0 | 0 | 0
0 | 0 | 0
0 | 0 | 0
0 | 0 | 0
0 | 0 | 0
0 | 0 | 1
1 | 0 | 1
1 | 1 | 1
1 | 1 | 1
1 | 1 | 1
1 | 0 | 1
1 | 1 | 1
1 | 1 | 1
1 | 1 | 0
1 | 1 | 0
1 | 0 | 0
0 | 0 | 0
0 | 0 | 0
0 | 0 | 0
0 | 0 | 0
0 | 0 | 0
0 | 0 | 0
0 | 0 | 0
0 | 0 | 0
0 | 0 | 0
0 | 0 | 0
0 | 0 | 0
0 | 0 | 0
0 | 0 | 0
0 | 0 | 1
1 | 0 | 1
1 | 1 | 1
1 | 1 | 1
1 | 1 | 1
1 | 0 | 1
1 | 1 | 1
1 | 1 | 1
1 | 1 | 0
1 | 1 | 0
1 | 0 | 0
0 | 0 | 0
0 | 0 | 0
0 | 0 | 0
0 | 0 | 0
0 | 0 | 0
0 | 0 | 0
0 | 0 | 0
0 | 0 | 0
0 | 0 | 0
0 | 0 | 0
0 | 0 | 0
0 | 0 | 0
0 | 0 | 0
0 | 0 | 1
1 | 0 | 1
1 | 1 | 1
1 | 1 | 1
1 | 1 | 1
1 | 0 | 1
1 | 1 | 1
1 | 1 | 1
1 | 1 | 0
1 | 1 | 0
1 | 0 | 0
0 | 0 | 0
0 | 0 | 0
0 | 0 | 0
0 | 0 | 0
0 | 0 | 0
0 | 0 | 0
0 | 0 | 0
0 | 0 | 0
0 | 0 | 0
0 | 0 | 0
0 | 0 | 0
0 | 0 | 0
0 | 0 | 0
0 | 0 | 1
1 | 0 | 1
1 | 1 | 1
1 | 1 | 1
1 | 1 | 1
1 | 0 | 1
1 | 1 | 1
1 | 1 | 1
1 | 1 | 0
1 | 1 | 0
1 | 0 | 0
0 | 0 | 0
0 | 0 | 0
0 | 0 | 0
0 | 0 | 0
0 | 0 | 0
0 | 0 | 0
0 | 0 | 0
0 | 0 | 0
0 | 0 | 0
0 | 0 | 0
0 | 0 | 0
0 | 0 | 0
0 | 0 | 0
0 | 0 | 0
1 | 0 | 0
1 | 0 | 0
1 | 0 | 0
1 | 0 | 0
1 | 0 | 0
1 | 0 | 0
1 | 0 | 0
1 | 0 | 0
1 | 0 | 0
1 | 0 | 0
0 | 0 | 0
0 | 0 | 0
0 | 0 | 0
0 | 0 | 0
0 | 0 | 0
0 | 0 | 0
0 | 0 | 0
0 | 0 | 0
0 | 0 | 0
0 | 0 | 0
0 | 0 | 0
0 | 0 | 0
0 | 0 | 0
0 | 0 | 0
1 | 0 | 0
1 | 0 | 0
1 | 0 | 0
1 | 0 | 0
1 | 0 | 0
1 | 0 | 0
1 | 0 | 0
1 | 0 | 0
1 | 0 | 0
1 | 0 | 0
0 | 0 | 0
0 | 0 | 0
0 | 0 | 0
0 | 0 | 0
0 | 0 | 0
0 | 0 | 0
0 | 0 | 0
0 | 0 | 0
0 | 0 | 0
0 | 0 | 0
0 | 0 | 0
0 | 0 | 0
0 | 0 | 0
0 | 0 | 1
1 | 0 | 1
1 | 1 | 1
1 | 1 | 1
1 | 1 | 1
1 | 0 | 1
1 | 1 | 1
1 | 1 | 1
1 | 1 | 0
1 | 1 | 0
1 | 0 | 0
0 | 0 | 0
0 | 0 | 0
0 | 0 | 0
0 | 0 | 0
0 | 0 | 0
0 | 0 | 0
0 | 0 | 0
0 | 0 | 0
0 | 0 | 0
0 | 0 | 0
0 | 0 | 0
0 | 0 | 0
0 | 0 | 0
0 | 0 | 1
1 | 0 | 1
1 | 1 | 1
1 | 1 | 1
1 | 1 | 1
1 | 0 | 1
1 | 1 | 1
1 | 1 | 1
1 | 1 | 0
1 | 1 | 0
1 | 0 | 0
0 | 0 | 0
0 | 0 | 0
0 | 0 | 0
0 | 0 | 0
0 | 0 | 0
0 | 0 | 0
0 | 0 | 0
0 | 0 | 0
0 | 0 | 0
0 | 0 | 0
0 | 0 | 0
0 | 0 | 0
0 | 0 | 0
0 | 0 | 1
1 | 0 | 1
1 | 1 | 1
1 | 1 | 1
1 | 1 | 1
1 | 0 | 1
1 | 1 | 1
1 | 1 | 1
1 | 1 | 0
1 | 1 | 0
1 | 0 | 0
0 | 0 | 0
0 | 0 | 0
0 | 0 | 0
0 | 0 | 0
0 | 0 | 0
0 | 0 | 0
0 | 0 | 0
0 | 0 | 0
0 | 0 | 0
0 | 0 | 0
0 | 0 | 0
0 | 0 | 0
0 | 0 | 0
0 | 0 | 1
1 | 0 | 1
1 | 1 | 1
1 | 1 | 1
1 | 1 | 1
1 | 0 | 1
1 | 1 | 1
1 | 1 | 1
1 | 1 | 0
1 | 1 | 0
1 | 0 | 0
0 | 0 | 0
0 | 0 | 0
0 | 0 | 0
0 | 0 | 0
0 | 0 | 0
0 | 0 | 0
0 | 0 | 0
0 | 0 | 0
0 | 0 | 0
0 | 0 | 0
0 | 0 | 0
0 | 0 | 0
0 | 0 | 0
0 | 0 | 1
1 | 0 | 1
1 | 1 | 1
1 | 1 | 1
1 | 1 | 1
1 | 0 | 1
1 | 1 | 1
1 | 1 | 1
1 | 1 | 0
1 | 1 | 0
1 | 0 | 0
0 | 0 | 0
0 | 0 | 0
0 | 0 | 0
0 | 0 | 0
0 | 0 | 0
0 | 0 | 0
0 | 0 | 0
0 | 0 | 0
0 | 0 | 0
0 | 0 | 0
0 | 0 | 0
0 | 0 | 0
0 | 0 | 0
0 | 0 | 0
1 | 0 | 0
1 | 0 | 0
1 | 0 | 0
1 | 0 | 0
1 | 0 | 0
1 | 0 | 0
1 | 0 | 0
1 | 0 | 0
1 | 0 | 0
1 | 0 | 0
0 | 0 | 0
0 | 0 | 0
0 | 0 | 0
0 | 0 | 0
0 | 0 | 0
0 | 0 | 0
0 | 0 | 0
0 | 0 | 0
0 | 0 | 0
0 | 0 | 0
0 | 0 | 0
0 | 0 | 0
0 | 0 | 0
0 | 0 | 0
1 | 0 | 0
1 | 0 | 0
1 | 0 | 0
1 | 0 | 0
1 | 0 | 0
1 | 0 | 0
1 | 0 | 0
1 | 0 | 0
1 | 0 | 0
1 | 0 | 0
0 | 0 | 0
0 | 0 | 0
0 | 0 | 0
0 | 0 | 0
0 | 0 | 0
0 | 0 | 0
0 | 0 | 0
0 | 0 | 0
0 | 0 | 0
0 | 0 | 0
0 | 0 | 0
0 | 0 | 0
0 | 0 | 0
0 | 0 | 1
1 | 0 | 1
1 | 1 | 1
1 | 1 | 1
1 | 1 | 1
1 | 0 | 1
1 | 1 | 1
1 | 1 | 1
1 | 1 | 0
1 | 1 | 0
1 | 0 | 0
0 | 0 | 0
0 | 0 | 0
0 | 0 | 0
0 | 0 | 0
0 | 0 | 0
0 | 0 | 0
0 | 0 | 0
0 | 0 | 0
0 | 0 | 0
0 | 0 | 0
0 | 0 | 0
0 | 0 | 0
0 | 0 | 0
0 | 0 | 1
1 | 0 | 1
1 | 1 | 1
1 | 1 | 1
1 | 1 | 1
1 | 0 | 1
1 | 1 | 1
1 | 1 | 1
1 | 1 | 0
1 | 1 | 0
1 | 0 | 0
0 | 0 | 0
0 | 0 | 0
0 | 0 | 0
0 | 0 | 0
0 | 0 | 0
0 | 0 | 0
0 | 0 | 0
0 | 0 | 0
0 | 0 | 0
0 | 0 | 0
0 | 0 | 0
0 | 0 | 0
0 | 0 | 0
0 | 0 | 1
1 | 0 | 1
1 | 1 | 1
1 | 1 | 1
1 | 1 | 1
1 | 0 | 1
1 | 1 | 1
1 | 1 | 1
1 | 1 | 0
1 | 1 | 0
1 | 0 | 0
0 | 0 | 0
0 | 0 | 0
0 | 0 | 0
0 | 0 | 0
0 | 0 | 0
0 | 0 | 0
0 | 0 | 0
0 | 0 | 0
0 | 0 | 0
0 | 0 | 0
0 | 0 | 0
0 | 0 | 0
0 | 0 | 0
0 | 0 | 1
1 | 0 | 1
1 | 1 | 1
1 | 1 | 1
1 | 1 | 1
1 | 0 | 1
1 | 1 | 1
1 | 1 | 1
1 | 1 | 0
1 | 1 | 0
1 | 0 | 0
0 | 0 | 0
0 | 0 | 0
0 | 0 | 0
0 | 0 | 0
0 | 0 | 0
0 | 0 | 0
0 | 0 | 0
0 | 0 | 0
0 | 0 | 0
0 | 0 | 0
0 | 0 | 0
0 | 0 | 0
0 | 0 | 0
0 | 0 | 1
1 | 0 | 1
1 | 1 | 1
1 | 1 | 1
1 | 1 | 1
1 | 0 | 1
1 | 1 | 1
1 | 1 | 1
1 | 1 | 0
1 | 1 | 0
1 | 0 | 0
0 | 0 | 0
0 | 0 | 0
0 | 0 | 0
0 | 0 | 0
0 | 0 | 0
0 | 0 | 0
0 | 0 | 0
0 | 0 | 0
0 | 0 | 0
0 | 0 | 0
0 | 0 | 0
0 | 0 | 0
0 | 0 | 0
0 | 0 | 0
1 | 0 | 0
1 | 0 | 0
1 | 0 | 0
1 | 0 | 0
1 | 0 | 0
1 | 0 | 0
1 | 0 | 0
1 | 0 | 0
1 | 0 | 0
1 | 0 | 0
0 | 0 | 0
0 | 0 | 0
0 | 0 | 0
0 | 0 | 0
0 | 0 | 0
0 | 0 | 0
0 | 0 | 0
0 | 0 | 0
0 | 0 | 0
0 | 0 | 0
0 | 0 | 0
0 | 0 | 0
0 | 0 | 0
0 | 0 | 0
1 | 0 | 0
1 | 0 | 0
1 | 0 | 0
1 | 0 | 0
1 | 0 | 0
1 | 0 | 0
1 | 0 | 0
1 | 0 | 0
1 | 0 | 0
1 | 0 | 0
0 | 0 | 0
0 | 0 | 0
0 | 0 | 0
0 | 0 | 0
0 | 0 | 0
0 | 0 | 0
0 | 0 | 0
0 | 0 | 0
0 | 0 | 0
0 | 0 | 0
0 | 0 | 0
0 | 0 | 0
0 | 0 | 0
0 | 0 | 1
1 | 0 | 1
1 | 1 | 1
1 | 1 | 1
1 | 1 | 1
1 | 0 | 1
1 | 1 | 1
1 | 1 | 1
1 | 1 | 0
1 | 1 | 0
1 | 0 | 0
0 | 0 | 0
0 | 0 | 0
0 | 0 | 0
0 | 0 | 0
0 | 0 | 0
0 | 0 | 0
0 | 0 | 0
0 | 0 | 0
0 | 0 | 0
0 | 0 | 0
0 | 0 | 0
0 | 0 | 0
0 | 0 | 0
0 | 0 | 1
1 | 0 | 1
1 | 1 | 1
1 | 1 | 1
1 | 1 | 1
1 | 0 | 1
1 | 1 | 1
1 | 1 | 1
1 | 1 | 0
1 | 1 | 0
1 | 0 | 0
0 | 0 | 0
0 | 0 | 0
0 | 0 | 0
0 | 0 | 0
0 | 0 | 0
0 | 0 | 0
0 | 0 | 0
0 | 0 | 0
0 | 0 | 0
0 | 0 | 0
0 | 0 | 0
0 | 0 | 0
0 | 0 | 0
0 | 0 | 1
1 | 0 | 1
1 | 1 | 1
1 | 1 | 1
1 | 1 | 1
1 | 0 | 1
1 | 1 | 1
1 | 1 | 1
1 | 1 | 0
1 | 1 | 0
1 | 0 | 0
0 | 0 | 0
0 | 0 | 0
0 | 0 | 0
0 | 0 | 0
0 | 0 | 0
0 | 0 | 0
0 | 0 | 0
0 | 0 | 0
0 | 0 | 0
0 | 0 | 0
0 | 0 | 0
0 | 0 | 0
0 | 0 | 0
0 | 0 | 1
1 | 0 | 1
1 | 1 | 1
1 | 1 | 1
1 | 1 | 1
1 | 0 | 1
1 | 1 | 1
1 | 1 | 1
1 | 1 | 0
1 | 1 | 0
1 | 0 | 0
0 | 0 | 0
0 | 0 | 0
0 | 0 | 0
0 | 0 | 0
0 | 0 | 0
0 | 0 | 0
0 | 0 | 0
0 | 0 | 0
0 | 0 | 0
0 | 0 | 0
0 | 0 | 0
0 | 0 | 0
0 | 0 | 0
0 | 0 | 1
1 | 0 | 1
1 | 1 | 1
1 | 1 | 1
1 | 1 | 1
1 | 0 | 1
1 | 1 | 1
1 | 1 | 1
1 | 1 | 0
1 | 1 | 0
1 | 0 | 0
0 | 0 | 0
0 | 0 | 0
0 | 0 | 0
0 | 0 | 0
0 | 0 | 0
0 | 0 | 0
0 | 0 | 0
0 | 0 | 0
0 | 0 | 0
0 | 0 | 0
0 | 0 | 0
0 | 0 | 0
0 | 0 | 0
0 | 0 | 0
1 | 0 | 0
1 | 0 | 0
1 | 0 | 0
1 | 0 | 0
1 | 0 | 0
1 | 0 | 0
1 | 0 | 0
1 | 0 | 0
1 | 0 | 0
1 | 0 | 0
0 | 0 | 0
0 | 0 | 0
0 | 0 | 0
0 | 0 | 0
0 | 0 | 0
0 | 0 | 0
0 | 0 | 0
0 | 0 | 0
0 | 0 | 0
0 | 0 | 0
0 | 0 | 0
0 | 0 | 0
0 | 0 | 0
0 | 0 | 0
1 | 0 | 0
1 | 0 | 0
1 | 0 | 0
1 | 0 | 0
1 | 0 | 0
1 | 0 | 0
1 | 0 | 0
1 | 0 | 0
1 | 0 | 0
1 | 0 | 0
0 | 0 | 0
0 | 0 | 0
0 | 0 | 0
0 | 0 | 0
0 | 0 | 0
0 | 0 | 0
0 | 0 | 0
0 | 0 | 0
0 | 0 | 0
0 | 0 | 0
0 | 0 | 0
0 | 0 | 0
0 | 0 | 0
0 | 0 | 1
1 | 0 | 1
1 | 1 | 1
1 | 1 | 1
1 | 1 | 1
1 | 0 | 1
1 | 1 | 1
1 | 1 | 1
1 | 1 | 0
1 | 1 | 0
1 | 0 | 0
0 | 0 | 0
0 | 0 | 0
0 | 0 | 0
0 | 0 | 0
0 | 0 | 0
0 | 0 | 0
0 | 0 | 0
0 | 0 | 0
0 | 0 | 0
0 | 0 | 0
0 | 0 | 0
0 | 0 | 0
0 | 0 | 0
0 | 0 | 1
1 | 0 | 1
1 | 1 | 1
1 | 1 | 1
1 | 1 | 1
1 | 0 | 1
1 | 1 | 1
1 | 1 | 1
1 | 1 | 0
1 | 1 | 0
1 | 0 | 0
0 | 0 | 0
0 | 0 | 0
0 | 0 | 0
0 | 0 | 0
0 | 0 | 0
0 | 0 | 0
0 | 0 | 0
0 | 0 | 0
0 | 0 | 0
0 | 0 | 0
0 | 0 | 0
0 | 0 | 0
0 | 0 | 0
0 | 0 | 1
1 | 0 | 1
1 | 1 | 1
1 | 1 | 1
1 | 1 | 1
1 | 0 | 1
1 | 1 | 1
1 | 1 | 1
1 | 1 | 0
1 | 1 | 0
1 | 0 | 0
0 | 0 | 0
0 | 0 | 0
0 | 0 | 0
0 | 0 | 0
0 | 0 | 0
0 | 0 | 0
0 | 0 | 0
0 | 0 | 0
0 | 0 | 0
0 | 0 | 0
0 | 0 | 0
0 | 0 | 0
0 | 0 | 0
0 | 0 | 1
1 | 0 | 1
1 | 1 | 1
1 | 1 | 1
1 | 1 | 1
1 | 0 | 1
1 | 1 | 1
1 | 1 | 1
1 | 1 | 0
1 | 1 | 0
1 | 0 | 0
0 | 0 | 0
0 | 0 | 0
0 | 0 | 0
0 | 0 | 0
0 | 0 | 0
0 | 0 | 0
0 | 0 | 0
0 | 0 | 0
0 | 0 | 0
0 | 0 | 0
0 | 0 | 0
0 | 0 | 0
0 | 0 | 0
0 | 0 | 1
1 | 0 | 1
1 | 1 | 1
1 | 1 | 1
1 | 1 | 1
1 | 0 | 1
1 | 1 | 1
1 | 1 | 1
1 | 1 | 0
1 | 1 | 0
1 | 0 | 0
0 | 0 | 0
0 | 0 | 0
0 | 0 | 0
0 | 0 | 0
0 | 0 | 0
0 | 0 | 0
0 | 0 | 0
0 | 0 | 0
0 | 0 | 0
0 | 0 | 0
0 | 0 | 0
0 | 0 | 0
0 | 0 | 0
0 | 0 | 0
1 | 0 | 0
1 | 0 | 0
1 | 0 | 0
1 | 0 | 0
1 | 0 | 0
1 | 0 | 0
1 | 0 | 0
1 | 0 | 0
1 | 0 | 0
1 | 0 | 0
0 | 0 | 0
0 | 0 | 0
0 | 0 | 0
0 | 0 | 0
0 | 0 | 0
0 | 0 | 0
0 | 0 | 0
0 | 0 | 0
0 | 0 | 0
0 | 0 | 0
0 | 0 | 0
0 | 0 | 0
0 | 0 | 0
0 | 0 | 0
1 | 0 | 0
1 | 0 | 0
1 | 0 | 0
1 | 0 | 0
1 | 0 | 0
1 | 0 | 0
1 | 0 | 0
1 | 0 | 0
1 | 0 | 0
1 | 0 | 0
0 | 0 | 0
0 | 0 | 0
0 | 0 | 0
0 | 0 | 0
0 | 0 | 0
0 | 0 | 0
0 | 0 | 0
0 | 0 | 0
0 | 0 | 0
0 | 0 | 0
0 | 0 | 0
0 | 0 | 0
0 | 0 | 0
0 | 0 | 1
1 | 0 | 1
1 | 1 | 1
1 | 1 | 1
1 | 1 | 1
1 | 0 | 1
1 | 1 | 1
1 | 1 | 1
1 | 1 | 0
1 | 1 | 0
1 | 0 | 0
0 | 0 | 0
0 | 0 | 0
0 | 0 | 0
0 | 0 | 0
0 | 0 | 0
0 | 0 | 0
0 | 0 | 0
0 | 0 | 0
0 | 0 | 0
0 | 0 | 0
0 | 0 | 0
0 | 0 | 0
0 | 0 | 0
0 | 0 | 1
1 | 0 | 1
1 | 1 | 1
1 | 1 | 1
1 | 1 | 1
1 | 0 | 1
1 | 1 | 1
1 | 1 | 1
1 | 1 | 0
1 | 1 | 0
1 | 0 | 0
0 | 0 | 0
0 | 0 | 0
0 | 0 | 0
0 | 0 | 0
0 | 0 | 0
0 | 0 | 0
0 | 0 | 0
0 | 0 | 0
0 | 0 | 0
0 | 0 | 0
0 | 0 | 0
0 | 0 | 0
0 | 0 | 0
0 | 0 | 1
1 | 0 | 1
1 | 1 | 1
1 | 1 | 1
1 | 1 | 1
1 | 0 | 1
1 | 1 | 1
1 | 1 | 1
1 | 1 | 0
1 | 1 | 0
1 | 0 | 0
0 | 0 | 0
0 | 0 | 0
0 | 0 | 0
0 | 0 | 0
0 | 0 | 0
0 | 0 | 0
0 | 0 | 0
0 | 0 | 0
0 | 0 | 0
0 | 0 | 0
0 | 0 | 0
0 | 0 | 0
0 | 0 | 0
0 | 0 | 1
1 | 0 | 1
1 | 1 | 1
1 | 1 | 1
1 | 1 | 1
1 | 0 | 1
1 | 1 | 1
1 | 1 | 1
1 | 1 | 0
1 | 1 | 0
1 | 0 | 0
0 | 0 | 0
0 | 0 | 0
0 | 0 | 0
0 | 0 | 0
0 | 0 | 0
0 | 0 | 0
0 | 0 | 0
0 | 0 | 0
0 | 0 | 0
0 | 0 | 0
0 | 0 | 0
0 | 0 | 0
0 | 0 | 0
0 | 0 | 1
1 | 0 | 1
1 | 1 | 1
1 | 1 | 1
1 | 1 | 1
1 | 0 | 1
1 | 1 | 1
1 | 1 | 1
1 | 1 | 0
1 | 1 | 0
1 | 0 | 0
0 | 0 | 0
0 | 0 | 0
0 | 0 | 0
0 | 0 | 0
0 | 0 | 0
0 | 0 | 0
0 | 0 | 0
0 | 0 | 0
0 | 0 | 0
0 | 0 | 0
0 | 0 | 0
0 | 0 | 0
0 | 0 | 0
0 | 0 | 0
1 | 0 | 0
1 | 0 | 0
1 | 0 | 0
1 | 0 | 0
1 | 0 | 0
1 | 0 | 0
1 | 0 | 0
1 | 0 | 0
1 | 0 | 0
1 | 0 | 0
0 | 0 | 0
0 | 0 | 0
0 | 0 | 0
0 | 0 | 0
0 | 0 | 0
0 | 0 | 0
0 | 0 | 0
0 | 0 | 0
0 | 0 | 0
0 | 0 | 0
0 | 0 | 0
0 | 0 | 0
0 | 0 | 0
0 | 0 | 0
1 | 0 | 0
1 | 0 | 0
1 | 0 | 0
1 | 0 | 0
1 | 0 | 0
1 | 0 | 0
1 | 0 | 0
1 | 0 | 0
1 | 0 | 0
1 | 0 | 0
0 | 0 | 0
0 | 0 | 0
0 | 0 | 0
0 | 0 | 0
0 | 0 | 0
0 | 0 | 0
0 | 0 | 0
0 | 0 | 0
0 | 0 | 0
0 | 0 | 0
0 | 0 | 0
0 | 0 | 0
0 | 0 | 0
0 | 0 | 1
1 | 0 | 1
1 | 1 | 1
1 | 1 | 1
1 | 1 | 1
1 | 0 | 1
1 | 1 | 1
1 | 1 | 1
1 | 1 | 0
1 | 1 | 0
1 | 0 | 0
0 | 0 | 0
0 | 0 | 0
0 | 0 | 0
0 | 0 | 0
0 | 0 | 0
0 | 0 | 0
0 | 0 | 0
0 | 0 | 0
0 | 0 | 0
0 | 0 | 0
0 | 0 | 0
0 | 0 | 0
0 | 0 | 0
0 | 0 | 1
1 | 0 | 1
1 | 1 | 1
1 | 1 | 1
1 | 1 | 1
1 | 0 | 1
1 | 1 | 1
1 | 1 | 1
1 | 1 | 0
1 | 1 | 0
1 | 0 | 0
0 | 0 | 0
0 | 0 | 0
0 | 0 | 0
0 | 0 | 0
0 | 0 | 0
0 | 0 | 0
0 | 0 | 0
0 | 0 | 0
0 | 0 | 0
0 | 0 | 0
0 | 0 | 0
0 | 0 | 0
0 | 0 | 0
0 | 0 | 1
1 | 0 | 1
1 | 1 | 1
1 | 1 | 1
1 | 1 | 1
1 | 0 | 1
1 | 1 | 1
1 | 1 | 1
1 | 1 | 0
1 | 1 | 0
1 | 0 | 0
0 | 0 | 0
0 | 0 | 0
0 | 0 | 0
0 | 0 | 0
0 | 0 | 0
0 | 0 | 0
0 | 0 | 0
0 | 0 | 0
0 | 0 | 0
0 | 0 | 0
0 | 0 | 0
0 | 0 | 0
0 | 0 | 0
0 | 0 | 1
1 | 0 | 1
1 | 1 | 1
1 | 1 | 1
1 | 1 | 1
1 | 0 | 1
1 | 1 | 1
1 | 1 | 1
1 | 1 | 0
1 | 1 | 0
1 | 0 | 0
0 | 0 | 0
0 | 0 | 0
0 | 0 | 0
0 | 0 | 0
0 | 0 | 0
0 | 0 | 0
0 | 0 | 0
0 | 0 | 0
0 | 0 | 0
0 | 0 | 0
0 | 0 | 0
0 | 0 | 0
0 | 0 | 0
0 | 0 | 1
1 | 0 | 1
1 | 1 | 1
1 | 1 | 1
1 | 1 | 1
1 | 0 | 1
1 | 1 | 1
1 | 1 | 1
1 | 1 | 0
1 | 1 | 0
1 | 0 | 0
0 | 0 | 0
0 | 0 | 0
0 | 0 | 0
0 | 0 | 0
0 | 0 | 0
0 | 0 | 0
0 | 0 | 0
0 | 0 | 0
0 | 0 | 0
0 | 0 | 0
0 | 0 | 0
0 | 0 | 0
0 | 0 | 0
0 | 0 | 0
1 | 0 | 0
1 | 0 | 0
1 | 0 | 0
1 | 0 | 0
1 | 0 | 0
1 | 0 | 0
1 | 0 | 0
1 | 0 | 0
1 | 0 | 0
1 | 0 | 0
0 | 0 | 0
0 | 0 | 0
0 | 0 | 0
0 | 0 | 0
0 | 0 | 0
0 | 0 | 0
0 | 0 | 0
0 | 0 | 0
0 | 0 | 0
0 | 0 | 0
0 | 0 | 0
0 | 0 | 0
0 | 0 | 0
0 | 0 | 0
1 | 0 | 0
1 | 0 | 0
1 | 0 | 0
1 | 0 | 0
1 | 0 | 0
1 | 0 | 0
1 | 0 | 0
1 | 0 | 0
1 | 0 | 0
1 | 0 | 0
0 | 0 | 0
0 | 0 | 0
0 | 0 | 0
0 | 0 | 0
0 | 0 | 0
0 | 0 | 0
0 | 0 | 0
0 | 0 | 0
0 | 0 | 0
0 | 0 | 0
0 | 0 | 0
0 | 0 | 0
0 | 0 | 0
0 | 0 | 1
1 | 0 | 1
1 | 1 | 1
1 | 1 | 1
1 | 1 | 1
1 | 0 | 1
1 | 1 | 1
1 | 1 | 1
1 | 1 | 0
1 | 1 | 0
1 | 0 | 0
0 | 0 | 0
0 | 0 | 0
0 | 0 | 0
0 | 0 | 0
0 | 0 | 0
0 | 0 | 0
0 | 0 | 0
0 | 0 | 0
0 | 0 | 0
0 | 0 | 0
0 | 0 | 0
0 | 0 | 0
0 | 0 | 0
0 | 0 | 1
1 | 0 | 1
1 | 1 | 1
1 | 1 | 1
1 | 1 | 1
1 | 0 | 1
1 | 1 | 1
1 | 1 | 1
1 | 1 | 0
1 | 1 | 0
1 | 0 | 0
0 | 0 | 0
0 | 0 | 0
0 | 0 | 0
0 | 0 | 0
0 | 0 | 0
0 | 0 | 0
0 | 0 | 0
0 | 0 | 0
0 | 0 | 0
0 | 0 | 0
0 | 0 | 0
0 | 0 | 0
0 | 0 | 0
0 | 0 | 1
1 | 0 | 1
1 | 1 | 1
1 | 1 | 1
1 | 1 | 1
1 | 0 | 1
1 | 1 | 1
1 | 1 | 1
1 | 1 | 0
1 | 1 | 0
1 | 0 | 0
0 | 0 | 0
0 | 0 | 0
0 | 0 | 0
0 | 0 | 0
0 | 0 | 0
0 | 0 | 0
0 | 0 | 0
0 | 0 | 0
0 | 0 | 0
0 | 0 | 0
0 | 0 | 0
0 | 0 | 0
0 | 0 | 0
0 | 0 | 1
1 | 0 | 1
1 | 1 | 1
1 | 1 | 1
1 | 1 | 1
1 | 0 | 1
1 | 1 | 1
1 | 1 | 1
1 | 1 | 0
1 | 1 | 0
1 | 0 | 0
0 | 0 | 0
0 | 0 | 0
0 | 0 | 0
0 | 0 | 0
0 | 0 | 0
0 | 0 | 0
0 | 0 | 0
0 | 0 | 0
0 | 0 | 0
0 | 0 | 0
0 | 0 | 0
0 | 0 | 0
0 | 0 | 0
0 | 0 | 1
1 | 0 | 1
1 | 1 | 1
1 | 1 | 1
1 | 1 | 1
1 | 0 | 1
1 | 1 | 1
1 | 1 | 1
1 | 1 | 0
1 | 1 | 0
1 | 0 | 0
0 | 0 | 0
0 | 0 | 0
0 | 0 | 0
0 | 0 | 0
0 | 0 | 0
0 | 0 | 0
0 | 0 | 0
0 | 0 | 0
0 | 0 | 0
0 | 0 | 0
0 | 0 | 0
0 | 0 | 0
0 | 0 | 0
0 | 0 | 0
1 | 0 | 0
1 | 0 | 0
1 | 0 | 0
1 | 0 | 0
1 | 0 | 0
1 | 0 | 0
1 | 0 | 0
1 | 0 | 0
1 | 0 | 0
1 | 0 | 0
0 | 0 | 0
0 | 0 | 0
0 | 0 | 0
0 | 0 | 0
0 | 0 | 0
0 | 0 | 0
0 | 0 | 0
0 | 0 | 0
0 | 0 | 0
0 | 0 | 0
0 | 0 | 0
0 | 0 | 0
0 | 0 | 0
0 | 0 | 0
1 | 0 | 0
1 | 0 | 0
1 | 0 | 0
1 | 0 | 0
1 | 0 | 0
1 | 0 | 0
1 | 0 | 0
1 | 0 | 0
1 | 0 | 0
1 | 0 | 0
0 | 0 | 0
0 | 0 | 0
0 | 0 | 0
0 | 0 | 0
0 | 0 | 0
0 | 0 | 0
0 | 0 | 0
0 | 0 | 0
0 | 0 | 0
0 | 0 | 0
0 | 0 | 0
0 | 0 | 0
0 | 0 | 0
0 | 0 | 0
1 | 0 | 0
1 | 1 | 0
1 | 1 | 0
1 | 1 | 0
1 | 0 | 0
1 | 1 | 0
1 | 1 | 0
1 | 1 | 0
1 | 1 | 0
1 | 0 | 0
0 | 0 | 0
0 | 0 | 0
0 | 0 | 0
0 | 0 | 0
0 | 0 | 0
0 | 0 | 0
0 | 0 | 0
0 | 0 | 0
0 | 0 | 0
0 | 0 | 0
0 | 0 | 0
0 | 0 | 0
0 | 0 | 0
0 | 0 | 0
1 | 0 | 0
1 | 1 | 0
1 | 1 | 0
1 | 1 | 0
1 | 0 | 0
1 | 1 | 0
1 | 1 | 0
1 | 1 | 0
1 | 1 | 0
1 | 0 | 0
0 | 0 | 0
0 | 0 | 0
0 | 0 | 0
0 | 0 | 0
0 | 0 | 0
0 | 0 | 0
0 | 0 | 0
0 | 0 | 0
0 | 0 | 0
0 | 0 | 0
0 | 0 | 0
0 | 0 | 0
0 | 0 | 0
0 | 0 | 0
1 | 0 | 0
1 | 1 | 0
1 | 1 | 0
1 | 1 | 0
1 | 0 | 0
1 | 1 | 0
1 | 1 | 0
1 | 1 | 0
1 | 1 | 0
1 | 0 | 0
0 | 0 | 0
0 | 0 | 0
0 | 0 | 0
0 | 0 | 0
0 | 0 | 0
0 | 0 | 0
0 | 0 | 0
0 | 0 | 0
0 | 0 | 0
0 | 0 | 0
0 | 0 | 0
0 | 0 | 0
0 | 0 | 0
0 | 0 | 0
1 | 0 | 0
1 | 1 | 0
1 | 1 | 0
1 | 1 | 0
1 | 0 | 0
1 | 1 | 0
1 | 1 | 0
1 | 1 | 0
1 | 1 | 0
1 | 0 | 0
0 | 0 | 0
0 | 0 | 0
0 | 0 | 0
0 | 0 | 0
0 | 0 | 0
0 | 0 | 0
0 | 0 | 0
0 | 0 | 0
0 | 0 | 0
0 | 0 | 0
0 | 0 | 0
0 | 0 | 0
0 | 0 | 0
0 | 0 | 0
1 | 0 | 0
1 | 1 | 0
1 | 1 | 0
1 | 1 | 0
1 | 0 | 0
1 | 1 | 0
1 | 1 | 0
1 | 1 | 0
1 | 1 | 0
1 | 0 | 0
0 | 0 | 0
0 | 0 | 0
0 | 0 | 0
0 | 0 | 0
0 | 0 | 0
0 | 0 | 0
0 | 0 | 0
0 | 0 | 0
0 | 0 | 0
0 | 0 | 0
0 | 0 | 0
0 | 0 | 0
0 | 0 | 0
0 | 0 | 0
1 | 0 | 0
1 | 0 | 0
1 | 0 | 0
1 | 0 | 0
1 | 0 | 0
1 | 0 | 0
1 | 0 | 0
1 | 0 | 0
1 | 0 | 0
1 | 0 | 0
0 | 0 | 0
0 | 0 | 0
0 | 0 | 0
0 | 0 | 0
0 | 0 | 0
0 | 0 | 0
0 | 0 | 0
0 | 0 | 0
0 | 0 | 0
0 | 0 | 0
0 | 0 | 0
0 | 0 | 0
0 | 0 | 0
0 | 0 | 0
1 | 0 | 0
1 | 0 | 0
1 | 0 | 0
1 | 0 | 0
1 | 0 | 0
1 | 0 | 0
1 | 0 | 0
1 | 0 | 0
1 | 0 | 0
1 | 0 | 0
0 | 0 | 0
0 | 0 | 0
0 | 0 | 0
0 | 0 | 0
0 | 0 | 0
0 | 0 | 0
0 | 0 | 0
0 | 0 | 0
0 | 0 | 0
0 | 0 | 0
0 | 0 | 0
0 | 0 | 0
0 | 0 | 0
0 | 0 | 0
1 | 0 | 0
1 | 1 | 0
1 | 1 | 0
1 | 1 | 0
1 | 0 | 0
1 | 1 | 0
1 | 1 | 0
1 | 1 | 0
1 | 1 | 0
1 | 0 | 0
0 | 0 | 0
0 | 0 | 0
0 | 0 | 0
0 | 0 | 0
0 | 0 | 0
0 | 0 | 0
0 | 0 | 0
0 | 0 | 0
0 | 0 | 0
0 | 0 | 0
0 | 0 | 0
0 | 0 | 0
0 | 0 | 0
0 | 0 | 0
1 | 0 | 0
1 | 1 | 0
1 | 1 | 0
1 | 1 | 0
1 | 0 | 0
1 | 1 | 0
1 | 1 | 0
1 | 1 | 0
1 | 1 | 0
1 | 0 | 0
0 | 0 | 0
0 | 0 | 0
0 | 0 | 0
0 | 0 | 0
0 | 0 | 0
0 | 0 | 0
0 | 0 | 0
0 | 0 | 0
0 | 0 | 0
0 | 0 | 0
0 | 0 | 0
0 | 0 | 0
0 | 0 | 0
0 | 0 | 0
1 | 0 | 0
1 | 1 | 0
1 | 1 | 0
1 | 1 | 0
1 | 0 | 0
1 | 1 | 0
1 | 1 | 0
1 | 1 | 0
1 | 1 | 0
1 | 0 | 0
0 | 0 | 0
0 | 0 | 0
0 | 0 | 0
0 | 0 | 0
0 | 0 | 0
0 | 0 | 0
0 | 0 | 0
0 | 0 | 0
0 | 0 | 0
0 | 0 | 0
0 | 0 | 0
0 | 0 | 0
0 | 0 | 0
0 | 0 | 0
1 | 0 | 0
1 | 1 | 0
1 | 1 | 0
1 | 1 | 0
1 | 0 | 0
1 | 1 | 0
1 | 1 | 0
1 | 1 | 0
1 | 1 | 0
1 | 0 | 0
0 | 0 | 0
0 | 0 | 0
0 | 0 | 0
0 | 0 | 0
0 | 0 | 0
0 | 0 | 0
0 | 0 | 0
0 | 0 | 0
0 | 0 | 0
0 | 0 | 0
0 | 0 | 0
0 | 0 | 0
0 | 0 | 0
0 | 0 | 0
1 | 0 | 0
1 | 1 | 0
1 | 1 | 0
1 | 1 | 0
1 | 0 | 0
1 | 1 | 0
1 | 1 | 0
1 | 1 | 0
1 | 1 | 0
1 | 0 | 0
0 | 0 | 0
0 | 0 | 0
0 | 0 | 0
0 | 0 | 0
0 | 0 | 0
0 | 0 | 0
0 | 0 | 0
0 | 0 | 0
0 | 0 | 0
0 | 0 | 0
0 | 0 | 0
0 | 0 | 0
0 | 0 | 0
0 | 0 | 0
1 | 0 | 0
1 | 0 | 0
1 | 0 | 0
1 | 0 | 0
1 | 0 | 0
1 | 0 | 0
1 | 0 | 0
1 | 0 | 0
1 | 0 | 0
1 | 0 | 0
0 | 0 | 0
0 | 0 | 0
0 | 0 | 0
0 | 0 | 0
0 | 0 | 0
0 | 0 | 0
0 | 0 | 0
0 | 0 | 0
0 | 0 | 0
0 | 0 | 0
0 | 0 | 0
0 | 0 | 0
0 | 0 | 0
0 | 0 | 0
1 | 0 | 0
1 | 0 | 0
1 | 0 | 0
1 | 0 | 0
1 | 0 | 0
1 | 0 | 0
1 | 0 | 0
1 | 0 | 0
1 | 0 | 0
1 | 0 | 0
0 | 0 | 0
0 | 0 | 0
0 | 0 | 0
0 | 0 | 0
0 | 0 | 0
0 | 0 | 0
0 | 0 | 0
0 | 0 | 0
0 | 0 | 0
0 | 0 | 0
0 | 0 | 0
0 | 0 | 0
0 | 0 | 0
0 | 0 | 0
1 | 0 | 0
1 | 1 | 0
1 | 1 | 0
1 | 1 | 0
1 | 0 | 0
1 | 1 | 0
1 | 1 | 0
1 | 1 | 0
1 | 1 | 0
1 | 0 | 0
0 | 0 | 0
0 | 0 | 0
0 | 0 | 0
0 | 0 | 0
0 | 0 | 0
0 | 0 | 0
0 | 0 | 0
0 | 0 | 0
0 | 0 | 0
0 | 0 | 0
0 | 0 | 0
0 | 0 | 0
0 | 0 | 0
0 | 0 | 0
1 | 0 | 0
1 | 1 | 0
1 | 1 | 0
1 | 1 | 0
1 | 0 | 0
1 | 1 | 0
1 | 1 | 0
1 | 1 | 0
1 | 1 | 0
1 | 0 | 0
0 | 0 | 0
0 | 0 | 0
0 | 0 | 0
0 | 0 | 0
0 | 0 | 0
0 | 0 | 0
0 | 0 | 0
0 | 0 | 0
0 | 0 | 0
0 | 0 | 0
0 | 0 | 0
0 | 0 | 0
0 | 0 | 0
0 | 0 | 0
1 | 0 | 0
1 | 1 | 0
1 | 1 | 0
1 | 1 | 0
1 | 0 | 0
1 | 1 | 0
1 | 1 | 0
1 | 1 | 0
1 | 1 | 0
1 | 0 | 0
0 | 0 | 0
0 | 0 | 0
0 | 0 | 0
0 | 0 | 0
0 | 0 | 0
0 | 0 | 0
0 | 0 | 0
0 | 0 | 0
0 | 0 | 0
0 | 0 | 0
0 | 0 | 0
0 | 0 | 0
0 | 0 | 0
0 | 0 | 0
1 | 0 | 0
1 | 1 | 0
1 | 1 | 0
1 | 1 | 0
1 | 0 | 0
1 | 1 | 0
1 | 1 | 0
1 | 1 | 0
1 | 1 | 0
1 | 0 | 0
0 | 0 | 0
0 | 0 | 0
0 | 0 | 0
0 | 0 | 0
0 | 0 | 0
0 | 0 | 0
0 | 0 | 0
0 | 0 | 0
0 | 0 | 0
0 | 0 | 0
0 | 0 | 0
0 | 0 | 0
0 | 0 | 0
0 | 0 | 0
1 | 0 | 0
1 | 1 | 0
1 | 1 | 0
1 | 1 | 0
1 | 0 | 0
1 | 1 | 0
1 | 1 | 0
1 | 1 | 0
1 | 1 | 0
1 | 0 | 0
0 | 0 | 0
0 | 0 | 0
0 | 0 | 0
0 | 0 | 0
0 | 0 | 0
0 | 0 | 0
0 | 0 | 0
0 | 0 | 0
0 | 0 | 0
0 | 0 | 0
0 | 0 | 0
0 | 0 | 0
0 | 0 | 0
0 | 0 | 0
1 | 0 | 0
1 | 0 | 0
1 | 0 | 0
1 | 0 | 0
1 | 0 | 0
1 | 0 | 0
1 | 0 | 0
1 | 0 | 0
1 | 0 | 0
1 | 0 | 0
0 | 0 | 0
0 | 0 | 0
0 | 0 | 0
0 | 0 | 0
0 | 0 | 0
0 | 0 | 0
0 | 0 | 0
0 | 0 | 0
0 | 0 | 0
0 | 0 | 0
0 | 0 | 0
0 | 0 | 0
0 | 0 | 0
0 | 0 | 0
1 | 0 | 0
1 | 0 | 0
1 | 0 | 0
1 | 0 | 0
1 | 0 | 0
1 | 0 | 0
1 | 0 | 0
1 | 0 | 0
1 | 0 | 0
1 | 0 | 0
0 | 0 | 0
0 | 0 | 0
0 | 0 | 0
0 | 0 | 0
0 | 0 | 0
0 | 0 | 0
0 | 0 | 0
0 | 0 | 0
0 | 0 | 0
0 | 0 | 0
0 | 0 | 0
0 | 0 | 0
0 | 0 | 0
0 | 0 | 0
1 | 0 | 0
1 | 1 | 0
1 | 1 | 0
1 | 1 | 0
1 | 0 | 0
1 | 1 | 0
1 | 1 | 0
1 | 1 | 0
1 | 1 | 0
1 | 0 | 0
0 | 0 | 0
0 | 0 | 0
0 | 0 | 0
0 | 0 | 0
0 | 0 | 0
0 | 0 | 0
0 | 0 | 0
0 | 0 | 0
0 | 0 | 0
0 | 0 | 0
0 | 0 | 0
0 | 0 | 0
0 | 0 | 0
0 | 0 | 0
1 | 0 | 0
1 | 1 | 0
1 | 1 | 0
1 | 1 | 0
1 | 0 | 0
1 | 1 | 0
1 | 1 | 0
1 | 1 | 0
1 | 1 | 0
1 | 0 | 0
0 | 0 | 0
0 | 0 | 0
0 | 0 | 0
0 | 0 | 0
0 | 0 | 0
0 | 0 | 0
0 | 0 | 0
0 | 0 | 0
0 | 0 | 0
0 | 0 | 0
0 | 0 | 0
0 | 0 | 0
0 | 0 | 0
0 | 0 | 0
1 | 0 | 0
1 | 1 | 0
1 | 1 | 0
1 | 1 | 0
1 | 0 | 0
1 | 1 | 0
1 | 1 | 0
1 | 1 | 0
1 | 1 | 0
1 | 0 | 0
0 | 0 | 0
0 | 0 | 0
0 | 0 | 0
0 | 0 | 0
0 | 0 | 0
0 | 0 | 0
0 | 0 | 0
0 | 0 | 0
0 | 0 | 0
0 | 0 | 0
0 | 0 | 0
0 | 0 | 0
0 | 0 | 0
0 | 0 | 0
1 | 0 | 0
1 | 1 | 0
1 | 1 | 0
1 | 1 | 0
1 | 0 | 0
1 | 1 | 0
1 | 1 | 0
1 | 1 | 0
1 | 1 | 0
1 | 0 | 0
0 | 0 | 0
0 | 0 | 0
0 | 0 | 0
0 | 0 | 0
0 | 0 | 0
0 | 0 | 0
0 | 0 | 0
0 | 0 | 0
0 | 0 | 0
0 | 0 | 0
0 | 0 | 0
0 | 0 | 0
0 | 0 | 0
0 | 0 | 0
1 | 0 | 0
1 | 1 | 0
1 | 1 | 0
1 | 1 | 0
1 | 0 | 0
1 | 1 | 0
1 | 1 | 0
1 | 1 | 0
1 | 1 | 0
1 | 0 | 0
0 | 0 | 0
0 | 0 | 0
0 | 0 | 0
0 | 0 | 0
0 | 0 | 0
0 | 0 | 0
0 | 0 | 0
0 | 0 | 0
0 | 0 | 0
0 | 0 | 0
0 | 0 | 0
0 | 0 | 0
0 | 0 | 0
0 | 0 | 0
1 | 0 | 0
1 | 0 | 0
1 | 0 | 0
1 | 0 | 0
1 | 0 | 0
1 | 0 | 0
1 | 0 | 0
1 | 0 | 0
1 | 0 | 0
1 | 0 | 0
0 | 0 | 0
0 | 0 | 0
0 | 0 | 0
0 | 0 | 0
0 | 0 | 0
0 | 0 | 0
0 | 0 | 0
0 | 0 | 0
0 | 0 | 0
0 | 0 | 0
0 | 0 | 0
0 | 0 | 0
0 | 0 | 0
0 | 0 | 0
1 | 0 | 0
1 | 0 | 0
1 | 0 | 0
1 | 0 | 0
1 | 0 | 0
1 | 0 | 0
1 | 0 | 0
1 | 0 | 0
1 | 0 | 0
1 | 0 | 0
0 | 0 | 0
0 | 0 | 0
0 | 0 | 0
0 | 0 | 0
0 | 0 | 0
0 | 0 | 0
0 | 0 | 0
0 | 0 | 0
0 | 0 | 0
0 | 0 | 0
0 | 0 | 0
0 | 0 | 0
0 | 0 | 0
0 | 0 | 0
1 | 0 | 0
1 | 1 | 0
1 | 1 | 0
1 | 1 | 0
1 | 0 | 0
1 | 1 | 0
1 | 1 | 0
1 | 1 | 0
1 | 1 | 0
1 | 0 | 0
0 | 0 | 0
0 | 0 | 0
0 | 0 | 0
0 | 0 | 0
0 | 0 | 0
0 | 0 | 0
0 | 0 | 0
0 | 0 | 0
0 | 0 | 0
0 | 0 | 0
0 | 0 | 0
0 | 0 | 0
0 | 0 | 0
0 | 0 | 0
1 | 0 | 0
1 | 1 | 0
1 | 1 | 0
1 | 1 | 0
1 | 0 | 0
1 | 1 | 0
1 | 1 | 0
1 | 1 | 0
1 | 1 | 0
1 | 0 | 0
0 | 0 | 0
0 | 0 | 0
0 | 0 | 0
0 | 0 | 0
0 | 0 | 0
0 | 0 | 0
0 | 0 | 0
0 | 0 | 0
0 | 0 | 0
0 | 0 | 0
0 | 0 | 0
0 | 0 | 0
0 | 0 | 0
0 | 0 | 0
1 | 0 | 0
1 | 1 | 0
1 | 1 | 0
1 | 1 | 0
1 | 0 | 0
1 | 1 | 0
1 | 1 | 0
1 | 1 | 0
1 | 1 | 0
1 | 0 | 0
0 | 0 | 0
0 | 0 | 0
0 | 0 | 0
0 | 0 | 0
0 | 0 | 0
0 | 0 | 0
0 | 0 | 0
0 | 0 | 0
0 | 0 | 0
0 | 0 | 0
0 | 0 | 0
0 | 0 | 0
0 | 0 | 0
0 | 0 | 0
1 | 0 | 0
1 | 1 | 0
1 | 1 | 0
1 | 1 | 0
1 | 0 | 0
1 | 1 | 0
1 | 1 | 0
1 | 1 | 0
1 | 1 | 0
1 | 0 | 0
0 | 0 | 0
0 | 0 | 0
0 | 0 | 0
0 | 0 | 0
0 | 0 | 0
0 | 0 | 0
0 | 0 | 0
0 | 0 | 0
0 | 0 | 0
0 | 0 | 0
0 | 0 | 0
0 | 0 | 0
0 | 0 | 0
0 | 0 | 0
1 | 0 | 0
1 | 1 | 0
1 | 1 | 0
1 | 1 | 0
1 | 0 | 0
1 | 1 | 0
1 | 1 | 0
1 | 1 | 0
1 | 1 | 0
1 | 0 | 0
0 | 0 | 0
0 | 0 | 0
0 | 0 | 0
0 | 0 | 0
0 | 0 | 0
0 | 0 | 0
0 | 0 | 0
0 | 0 | 0
0 | 0 | 0
0 | 0 | 0
0 | 0 | 0
0 | 0 | 0
0 | 0 | 0
0 | 0 | 0
1 | 0 | 0
1 | 0 | 0
1 | 0 | 0
1 | 0 | 0
1 | 0 | 0
1 | 0 | 0
1 | 0 | 0
1 | 0 | 0
1 | 0 | 0
1 | 0 | 0
0 | 0 | 0
0 | 0 | 0
0 | 0 | 0
0 | 0 | 0
0 | 0 | 0
0 | 0 | 0
0 | 0 | 0
0 | 0 | 0
0 | 0 | 0
0 | 0 | 0
0 | 0 | 0
0 | 0 | 0
0 | 0 | 0
0 | 0 | 0
1 | 0 | 0
1 | 0 | 0
1 | 0 | 0
1 | 0 | 0
1 | 0 | 0
1 | 0 | 0
1 | 0 | 0
1 | 0 | 0
1 | 0 | 0
1 | 0 | 0
0 | 0 | 0
0 | 0 | 0
0 | 0 | 0
0 | 0 | 0
0 | 0 | 0
0 | 0 | 0
0 | 0 | 0
0 | 0 | 0
0 | 0 | 0
0 | 0 | 0
0 | 0 | 0
0 | 0 | 0
0 | 0 | 0
0 | 0 | 0
1 | 0 | 0
1 | 1 | 0
1 | 1 | 0
1 | 1 | 0
1 | 0 | 0
1 | 1 | 0
1 | 1 | 0
1 | 1 | 0
1 | 1 | 0
1 | 0 | 0
0 | 0 | 0
0 | 0 | 0
0 | 0 | 0
0 | 0 | 0
0 | 0 | 0
0 | 0 | 0
0 | 0 | 0
0 | 0 | 0
0 | 0 | 0
0 | 0 | 0
0 | 0 | 0
0 | 0 | 0
0 | 0 | 0
0 | 0 | 0
1 | 0 | 0
1 | 1 | 0
1 | 1 | 0
1 | 1 | 0
1 | 0 | 0
1 | 1 | 0
1 | 1 | 0
1 | 1 | 0
1 | 1 | 0
1 | 0 | 0
0 | 0 | 0
0 | 0 | 0
0 | 0 | 0
0 | 0 | 0
0 | 0 | 0
0 | 0 | 0
0 | 0 | 0
0 | 0 | 0
0 | 0 | 0
0 | 0 | 0
0 | 0 | 0
0 | 0 | 0
0 | 0 | 0
0 | 0 | 0
1 | 0 | 0
1 | 1 | 0
1 | 1 | 0
1 | 1 | 0
1 | 0 | 0
1 | 1 | 0
1 | 1 | 0
1 | 1 | 0
1 | 1 | 0
1 | 0 | 0
0 | 0 | 0
0 | 0 | 0
0 | 0 | 0
0 | 0 | 0
0 | 0 | 0
0 | 0 | 0
0 | 0 | 0
0 | 0 | 0
0 | 0 | 0
0 | 0 | 0
0 | 0 | 0
0 | 0 | 0
0 | 0 | 0
0 | 0 | 0
1 | 0 | 0
1 | 1 | 0
1 | 1 | 0
1 | 1 | 0
1 | 0 | 0
1 | 1 | 0
1 | 1 | 0
1 | 1 | 0
1 | 1 | 0
1 | 0 | 0
0 | 0 | 0
0 | 0 | 0
0 | 0 | 0
0 | 0 | 0
0 | 0 | 0
0 | 0 | 0
0 | 0 | 0
0 | 0 | 0
0 | 0 | 0
0 | 0 | 0
0 | 0 | 0
0 | 0 | 0
0 | 0 | 0
0 | 0 | 0
1 | 0 | 0
1 | 1 | 0
1 | 1 | 0
1 | 1 | 0
1 | 0 | 0
1 | 1 | 0
1 | 1 | 0
1 | 1 | 0
1 | 1 | 0
1 | 0 | 0
0 | 0 | 0
0 | 0 | 0
0 | 0 | 0
0 | 0 | 0
0 | 0 | 0
0 | 0 | 0
0 | 0 | 0
0 | 0 | 0
0 | 0 | 0
0 | 0 | 0
0 | 0 | 0
0 | 0 | 0
0 | 0 | 0
0 | 0 | 0
1 | 0 | 0
1 | 0 | 0
1 | 0 | 0
1 | 0 | 0
1 | 0 | 0
1 | 0 | 0
1 | 0 | 0
1 | 0 | 0
1 | 0 | 0
1 | 0 | 0
0 | 0 | 0
0 | 0 | 0
0 | 0 | 0
0 | 0 | 0
0 | 0 | 0
0 | 0 | 0
0 | 0 | 0
0 | 0 | 0
0 | 0 | 0
0 | 0 | 0
0 | 0 | 0
0 | 0 | 0
0 | 0 | 0
0 | 0 | 0
1 | 0 | 0
1 | 0 | 0
1 | 0 | 0
1 | 0 | 0
1 | 0 | 0
1 | 0 | 0
1 | 0 | 0
1 | 0 | 0
1 | 0 | 0
1 | 0 | 0
0 | 0 | 0
0 | 0 | 0
0 | 0 | 0
0 | 0 | 0
0 | 0 | 0
0 | 0 | 0
0 | 0 | 0
0 | 0 | 0
0 | 0 | 0
0 | 0 | 0
0 | 0 | 0
0 | 0 | 0
0 | 0 | 0
0 | 0 | 0
1 | 0 | 0
1 | 1 | 0
1 | 1 | 0
1 | 1 | 0
1 | 0 | 0
1 | 1 | 0
1 | 1 | 0
1 | 1 | 0
1 | 1 | 0
1 | 0 | 0
0 | 0 | 0
0 | 0 | 0
0 | 0 | 0
0 | 0 | 0
0 | 0 | 0
0 | 0 | 0
0 | 0 | 0
0 | 0 | 0
0 | 0 | 0
0 | 0 | 0
0 | 0 | 0
0 | 0 | 0
0 | 0 | 0
0 | 0 | 0
1 | 0 | 0
1 | 1 | 0
1 | 1 | 0
1 | 1 | 0
1 | 0 | 0
1 | 1 | 0
1 | 1 | 0
1 | 1 | 0
1 | 1 | 0
1 | 0 | 0
0 | 0 | 0
0 | 0 | 0
0 | 0 | 0
0 | 0 | 0
0 | 0 | 0
0 | 0 | 0
0 | 0 | 0
0 | 0 | 0
0 | 0 | 0
0 | 0 | 0
0 | 0 | 0
0 | 0 | 0
0 | 0 | 0
0 | 0 | 0
1 | 0 | 0
1 | 1 | 0
1 | 1 | 0
1 | 1 | 0
1 | 0 | 0
1 | 1 | 0
1 | 1 | 0
1 | 1 | 0
1 | 1 | 0
1 | 0 | 0
0 | 0 | 0
0 | 0 | 0
0 | 0 | 0
0 | 0 | 0
0 | 0 | 0
0 | 0 | 0
0 | 0 | 0
0 | 0 | 0
0 | 0 | 0
0 | 0 | 0
0 | 0 | 0
0 | 0 | 0
0 | 0 | 0
0 | 0 | 0
1 | 0 | 0
1 | 1 | 0
1 | 1 | 0
1 | 1 | 0
1 | 0 | 0
1 | 1 | 0
1 | 1 | 0
1 | 1 | 0
1 | 1 | 0
1 | 0 | 0
0 | 0 | 0
0 | 0 | 0
0 | 0 | 0
0 | 0 | 0
0 | 0 | 0
0 | 0 | 0
0 | 0 | 0
0 | 0 | 0
0 | 0 | 0
0 | 0 | 0
0 | 0 | 0
0 | 0 | 0
0 | 0 | 0
0 | 0 | 0
1 | 0 | 0
1 | 1 | 0
1 | 1 | 0
1 | 1 | 0
1 | 0 | 0
1 | 1 | 0
1 | 1 | 0
1 | 1 | 0
1 | 1 | 0
1 | 0 | 0
0 | 0 | 0
0 | 0 | 0
0 | 0 | 0
0 | 0 | 0
0 | 0 | 0
0 | 0 | 0
0 | 0 | 0
0 | 0 | 0
0 | 0 | 0
0 | 0 | 0
0 | 0 | 0
0 | 0 | 0
0 | 0 | 0
0 | 0 | 0
1 | 0 | 0
1 | 0 | 0
1 | 0 | 0
1 | 0 | 0
1 | 0 | 0
1 | 0 | 0
1 | 0 | 0
1 | 0 | 0
1 | 0 | 0
1 | 0 | 0
0 | 0 | 0
0 | 0 | 0
0 | 0 | 0
0 | 0 | 0
0 | 0 | 0
0 | 0 | 0
0 | 0 | 0
0 | 0 | 0
0 | 0 | 0
0 | 0 | 0
0 | 0 | 0
0 | 0 | 0
0 | 0 | 0
0 | 0 | 0
1 | 0 | 0
1 | 0 | 0
1 | 0 | 0
1 | 0 | 0
1 | 0 | 0
1 | 0 | 0
1 | 0 | 0
1 | 0 | 0
1 | 0 | 0
1 | 0 | 0
0 | 0 | 0
0 | 0 | 0
0 | 0 | 0
0 | 0 | 0
0 | 0 | 0
0 | 0 | 0
0 | 0 | 0
0 | 0 | 0
0 | 0 | 0
0 | 0 | 0
0 | 0 | 0
0 | 0 | 0
0 | 0 | 0
0 | 0 | 0
1 | 0 | 0
1 | 1 | 0
1 | 1 | 0
1 | 1 | 0
1 | 0 | 0
1 | 1 | 0
1 | 1 | 0
1 | 1 | 0
1 | 1 | 0
1 | 0 | 0
0 | 0 | 0
0 | 0 | 0
0 | 0 | 0
0 | 0 | 0
0 | 0 | 0
0 | 0 | 0
0 | 0 | 0
0 | 0 | 0
0 | 0 | 0
0 | 0 | 0
0 | 0 | 0
0 | 0 | 0
0 | 0 | 0
0 | 0 | 0
1 | 0 | 0
1 | 1 | 0
1 | 1 | 0
1 | 1 | 0
1 | 0 | 0
1 | 1 | 0
1 | 1 | 0
1 | 1 | 0
1 | 1 | 0
1 | 0 | 0
0 | 0 | 0
0 | 0 | 0
0 | 0 | 0
0 | 0 | 0
0 | 0 | 0
0 | 0 | 0
0 | 0 | 0
0 | 0 | 0
0 | 0 | 0
0 | 0 | 0
0 | 0 | 0
0 | 0 | 0
0 | 0 | 0
0 | 0 | 0
1 | 0 | 0
1 | 1 | 0
1 | 1 | 0
1 | 1 | 0
1 | 0 | 0
1 | 1 | 0
1 | 1 | 0
1 | 1 | 0
1 | 1 | 0
1 | 0 | 0
0 | 0 | 0
0 | 0 | 0
0 | 0 | 0
0 | 0 | 0
0 | 0 | 0
0 | 0 | 0
0 | 0 | 0
0 | 0 | 0
0 | 0 | 0
0 | 0 | 0
0 | 0 | 0
0 | 0 | 0
0 | 0 | 0
0 | 0 | 0
1 | 0 | 0
1 | 1 | 0
1 | 1 | 0
1 | 1 | 0
1 | 0 | 0
1 | 1 | 0
1 | 1 | 0
1 | 1 | 0
1 | 1 | 0
1 | 0 | 0
0 | 0 | 0
0 | 0 | 0
0 | 0 | 0
0 | 0 | 0
0 | 0 | 0
0 | 0 | 0
0 | 0 | 0
0 | 0 | 0
0 | 0 | 0
0 | 0 | 0
0 | 0 | 0
0 | 0 | 0
0 | 0 | 0
0 | 0 | 0
1 | 0 | 0
1 | 1 | 0
1 | 1 | 0
1 | 1 | 0
1 | 0 | 0
1 | 1 | 0
1 | 1 | 0
1 | 1 | 0
1 | 1 | 0
1 | 0 | 0
0 | 0 | 0
0 | 0 | 0
0 | 0 | 0
0 | 0 | 0
0 | 0 | 0
0 | 0 | 0
0 | 0 | 0
0 | 0 | 0
0 | 0 | 0
0 | 0 | 0
0 | 0 | 0
0 | 0 | 0
0 | 0 | 0
0 | 0 | 0
1 | 0 | 0
1 | 0 | 0
1 | 0 | 0
1 | 0 | 0
1 | 0 | 0
1 | 0 | 0
1 | 0 | 0
1 | 0 | 0
1 | 0 | 0
1 | 0 | 0
0 | 0 | 0
0 | 0 | 0
0 | 0 | 0
0 | 0 | 0
0 | 0 | 0
0 | 0 | 0
0 | 0 | 0
0 | 0 | 0
0 | 0 | 0
0 | 0 | 0
0 | 0 | 0
0 | 0 | 0
0 | 0 | 0
0 | 0 | 0
1 | 0 | 0
1 | 0 | 0
1 | 0 | 0
1 | 0 | 0
1 | 0 | 0
1 | 0 | 0
1 | 0 | 0
1 | 0 | 0
1 | 0 | 0
1 | 0 | 0
0 | 0 | 0
0 | 0 | 0
0 | 0 | 0
0 | 0 | 0
0 | 0 | 0
0 | 0 | 0
0 | 0 | 0
0 | 0 | 0
0 | 0 | 0
0 | 0 | 0
0 | 0 | 0
0 | 0 | 0
0 | 0 | 0
0 | 0 | 0
1 | 0 | 0
1 | 1 | 0
1 | 1 | 0
1 | 1 | 0
1 | 0 | 0
1 | 1 | 0
1 | 1 | 0
1 | 1 | 0
1 | 1 | 0
1 | 0 | 0
0 | 0 | 0
0 | 0 | 0
0 | 0 | 0
0 | 0 | 0
0 | 0 | 0
0 | 0 | 0
0 | 0 | 0
0 | 0 | 0
0 | 0 | 0
0 | 0 | 0
0 | 0 | 0
0 | 0 | 0
0 | 0 | 0
0 | 0 | 0
1 | 0 | 0
1 | 1 | 0
1 | 1 | 0
1 | 1 | 0
1 | 0 | 0
1 | 1 | 0
1 | 1 | 0
1 | 1 | 0
1 | 1 | 0
1 | 0 | 0
0 | 0 | 0
0 | 0 | 0
0 | 0 | 0
0 | 0 | 0
0 | 0 | 0
0 | 0 | 0
0 | 0 | 0
0 | 0 | 0
0 | 0 | 0
0 | 0 | 0
0 | 0 | 0
0 | 0 | 0
0 | 0 | 0
0 | 0 | 0
1 | 0 | 0
1 | 1 | 0
1 | 1 | 0
1 | 1 | 0
1 | 0 | 0
1 | 1 | 0
1 | 1 | 0
1 | 1 | 0
1 | 1 | 0
1 | 0 | 0
0 | 0 | 0
0 | 0 | 0
0 | 0 | 0
0 | 0 | 0
0 | 0 | 0
0 | 0 | 0
0 | 0 | 0
0 | 0 | 0
0 | 0 | 0
0 | 0 | 0
0 | 0 | 0
0 | 0 | 0
0 | 0 | 0
0 | 0 | 0
1 | 0 | 0
1 | 1 | 0
1 | 1 | 0
1 | 1 | 0
1 | 0 | 0
1 | 1 | 0
1 | 1 | 0
1 | 1 | 0
1 | 1 | 0
1 | 0 | 0
0 | 0 | 0
0 | 0 | 0
0 | 0 | 0
0 | 0 | 0
0 | 0 | 0
0 | 0 | 0
0 | 0 | 0
0 | 0 | 0
0 | 0 | 0
0 | 0 | 0
0 | 0 | 0
0 | 0 | 0
0 | 0 | 0
0 | 0 | 0
1 | 0 | 0
1 | 1 | 0
1 | 1 | 0
1 | 1 | 0
1 | 0 | 0
1 | 1 | 0
1 | 1 | 0
1 | 1 | 0
1 | 1 | 0
1 | 0 | 0
0 | 0 | 0
0 | 0 | 0
0 | 0 | 0
0 | 0 | 0
0 | 0 | 0
0 | 0 | 0
0 | 0 | 0
0 | 0 | 0
0 | 0 | 0
0 | 0 | 0
0 | 0 | 0
0 | 0 | 0
0 | 0 | 0
0 | 0 | 0
1 | 0 | 0
1 | 0 | 0
1 | 0 | 0
1 | 0 | 0
1 | 0 | 0
1 | 0 | 0
1 | 0 | 0
1 | 0 | 0
1 | 0 | 0
1 | 0 | 0
0 | 0 | 0
0 | 0 | 0
0 | 0 | 0
0 | 0 | 0
0 | 0 | 0
0 | 0 | 0
0 | 0 | 0
0 | 0 | 0
0 | 0 | 0
0 | 0 | 0
0 | 0 | 0
0 | 0 | 0
0 | 0 | 0
0 | 0 | 0
1 | 0 | 0
1 | 0 | 0
1 | 0 | 0
1 | 0 | 0
1 | 0 | 0
1 | 0 | 0
1 | 0 | 0
1 | 0 | 0
1 | 0 | 0
1 | 0 | 0
0 | 0 | 0
0 | 0 | 0
0 | 0 | 0
0 | 0 | 0
0 | 0 | 0
0 | 0 | 0
0 | 0 | 0
0 | 0 | 0
0 | 0 | 0
0 | 0 | 0
0 | 0 | 0
0 | 0 | 0
0 | 0 | 0
0 | 0 | 1
1 | 0 | 1
1 | 1 | 1
1 | 1 | 1
1 | 1 | 1
1 | 0 | 1
1 | 1 | 1
1 | 1 | 1
1 | 1 | 0
1 | 1 | 0
1 | 0 | 0
0 | 0 | 0
0 | 0 | 0
0 | 0 | 0
0 | 0 | 0
0 | 0 | 0
0 | 0 | 0
0 | 0 | 0
0 | 0 | 0
0 | 0 | 0
0 | 0 | 0
0 | 0 | 0
0 | 0 | 0
0 | 0 | 0
0 | 0 | 1
1 | 0 | 1
1 | 1 | 1
1 | 1 | 1
1 | 1 | 1
1 | 0 | 1
1 | 1 | 1
1 | 1 | 1
1 | 1 | 0
1 | 1 | 0
1 | 0 | 0
0 | 0 | 0
0 | 0 | 0
0 | 0 | 0
0 | 0 | 0
0 | 0 | 0
0 | 0 | 0
0 | 0 | 0
0 | 0 | 0
0 | 0 | 0
0 | 0 | 0
0 | 0 | 0
0 | 0 | 0
0 | 0 | 0
0 | 0 | 1
1 | 0 | 1
1 | 1 | 1
1 | 1 | 1
1 | 1 | 1
1 | 0 | 1
1 | 1 | 1
1 | 1 | 1
1 | 1 | 0
1 | 1 | 0
1 | 0 | 0
0 | 0 | 0
0 | 0 | 0
0 | 0 | 0
0 | 0 | 0
0 | 0 | 0
0 | 0 | 0
0 | 0 | 0
0 | 0 | 0
0 | 0 | 0
0 | 0 | 0
0 | 0 | 0
0 | 0 | 0
0 | 0 | 0
0 | 0 | 1
1 | 0 | 1
1 | 1 | 1
1 | 1 | 1
1 | 1 | 1
1 | 0 | 1
1 | 1 | 1
1 | 1 | 1
1 | 1 | 0
1 | 1 | 0
1 | 0 | 0
0 | 0 | 0
0 | 0 | 0
0 | 0 | 0
0 | 0 | 0
0 | 0 | 0
0 | 0 | 0
0 | 0 | 0
0 | 0 | 0
0 | 0 | 0
0 | 0 | 0
0 | 0 | 0
0 | 0 | 0
0 | 0 | 0
0 | 0 | 1
1 | 0 | 1
1 | 1 | 1
1 | 1 | 1
1 | 1 | 1
1 | 0 | 1
1 | 1 | 1
1 | 1 | 1
1 | 1 | 0
1 | 1 | 0
1 | 0 | 0
0 | 0 | 0
0 | 0 | 0
0 | 0 | 0
0 | 0 | 0
0 | 0 | 0
0 | 0 | 0
0 | 0 | 0
0 | 0 | 0
0 | 0 | 0
0 | 0 | 0
0 | 0 | 0
0 | 0 | 0
0 | 0 | 0
0 | 0 | 0
1 | 0 | 0
1 | 0 | 0
1 | 0 | 0
1 | 0 | 0
1 | 0 | 0
1 | 0 | 0
1 | 0 | 0
1 | 0 | 0
1 | 0 | 0
1 | 0 | 0
0 | 0 | 0
0 | 0 | 0
0 | 0 | 0
0 | 0 | 0
0 | 0 | 0
0 | 0 | 0
0 | 0 | 0
0 | 0 | 0
0 | 0 | 0
0 | 0 | 0
0 | 0 | 0
0 | 0 | 0
0 | 0 | 0
0 | 0 | 0
1 | 0 | 0
1 | 0 | 0
1 | 0 | 0
1 | 0 | 0
1 | 0 | 0
1 | 0 | 0
1 | 0 | 0
1 | 0 | 0
1 | 0 | 0
1 | 0 | 0
0 | 0 | 0
0 | 0 | 0
0 | 0 | 0
0 | 0 | 0
0 | 0 | 0
0 | 0 | 0
0 | 0 | 0
0 | 0 | 0
0 | 0 | 0
0 | 0 | 0
0 | 0 | 0
0 | 0 | 0
0 | 0 | 0
0 | 0 | 1
1 | 0 | 1
1 | 1 | 1
1 | 1 | 1
1 | 1 | 1
1 | 0 | 1
1 | 1 | 1
1 | 1 | 1
1 | 1 | 0
1 | 1 | 0
1 | 0 | 0
0 | 0 | 0
0 | 0 | 0
0 | 0 | 0
0 | 0 | 0
0 | 0 | 0
0 | 0 | 0
0 | 0 | 0
0 | 0 | 0
0 | 0 | 0
0 | 0 | 0
0 | 0 | 0
0 | 0 | 0
0 | 0 | 0
0 | 0 | 1
1 | 0 | 1
1 | 1 | 1
1 | 1 | 1
1 | 1 | 1
1 | 0 | 1
1 | 1 | 1
1 | 1 | 1
1 | 1 | 0
1 | 1 | 0
1 | 0 | 0
0 | 0 | 0
0 | 0 | 0
0 | 0 | 0
0 | 0 | 0
0 | 0 | 0
0 | 0 | 0
0 | 0 | 0
0 | 0 | 0
0 | 0 | 0
0 | 0 | 0
0 | 0 | 0
0 | 0 | 0
0 | 0 | 0
0 | 0 | 1
1 | 0 | 1
1 | 1 | 1
1 | 1 | 1
1 | 1 | 1
1 | 0 | 1
1 | 1 | 1
1 | 1 | 1
1 | 1 | 0
1 | 1 | 0
1 | 0 | 0
0 | 0 | 0
0 | 0 | 0
0 | 0 | 0
0 | 0 | 0
0 | 0 | 0
0 | 0 | 0
0 | 0 | 0
0 | 0 | 0
0 | 0 | 0
0 | 0 | 0
0 | 0 | 0
0 | 0 | 0
0 | 0 | 0
0 | 0 | 1
1 | 0 | 1
1 | 1 | 1
1 | 1 | 1
1 | 1 | 1
1 | 0 | 1
1 | 1 | 1
1 | 1 | 1
1 | 1 | 0
1 | 1 | 0
1 | 0 | 0
0 | 0 | 0
0 | 0 | 0
0 | 0 | 0
0 | 0 | 0
0 | 0 | 0
0 | 0 | 0
0 | 0 | 0
0 | 0 | 0
0 | 0 | 0
0 | 0 | 0
0 | 0 | 0
0 | 0 | 0
0 | 0 | 0
0 | 0 | 1
1 | 0 | 1
1 | 1 | 1
1 | 1 | 1
1 | 1 | 1
1 | 0 | 1
1 | 1 | 1
1 | 1 | 1
1 | 1 | 0
1 | 1 | 0
1 | 0 | 0
0 | 0 | 0
0 | 0 | 0
0 | 0 | 0
0 | 0 | 0
0 | 0 | 0
0 | 0 | 0
0 | 0 | 0
0 | 0 | 0
0 | 0 | 0
0 | 0 | 0
0 | 0 | 0
0 | 0 | 0
0 | 0 | 0
0 | 0 | 0
1 | 0 | 0
1 | 0 | 0
1 | 0 | 0
1 | 0 | 0
1 | 0 | 0
1 | 0 | 0
1 | 0 | 0
1 | 0 | 0
1 | 0 | 0
1 | 0 | 0
0 | 0 | 0
0 | 0 | 0
0 | 0 | 0
0 | 0 | 0
0 | 0 | 0
0 | 0 | 0
0 | 0 | 0
0 | 0 | 0
0 | 0 | 0
0 | 0 | 0
0 | 0 | 0
0 | 0 | 0
0 | 0 | 0
0 | 0 | 0
1 | 0 | 0
1 | 0 | 0
1 | 0 | 0
1 | 0 | 0
1 | 0 | 0
1 | 0 | 0
1 | 0 | 0
1 | 0 | 0
1 | 0 | 0
1 | 0 | 0
0 | 0 | 0
0 | 0 | 0
0 | 0 | 0
0 | 0 | 0
0 | 0 | 0
0 | 0 | 0
0 | 0 | 0
0 | 0 | 0
0 | 0 | 0
0 | 0 | 0
0 | 0 | 0
0 | 0 | 0
0 | 0 | 0
0 | 0 | 1
1 | 0 | 1
1 | 1 | 1
1 | 1 | 1
1 | 1 | 1
1 | 0 | 1
1 | 1 | 1
1 | 1 | 1
1 | 1 | 0
1 | 1 | 0
1 | 0 | 0
0 | 0 | 0
0 | 0 | 0
0 | 0 | 0
0 | 0 | 0
0 | 0 | 0
0 | 0 | 0
0 | 0 | 0
0 | 0 | 0
0 | 0 | 0
0 | 0 | 0
0 | 0 | 0
0 | 0 | 0
0 | 0 | 0
0 | 0 | 1
1 | 0 | 1
1 | 1 | 1
1 | 1 | 1
1 | 1 | 1
1 | 0 | 1
1 | 1 | 1
1 | 1 | 1
1 | 1 | 0
1 | 1 | 0
1 | 0 | 0
0 | 0 | 0
0 | 0 | 0
0 | 0 | 0
0 | 0 | 0
0 | 0 | 0
0 | 0 | 0
0 | 0 | 0
0 | 0 | 0
0 | 0 | 0
0 | 0 | 0
0 | 0 | 0
0 | 0 | 0
0 | 0 | 0
0 | 0 | 1
1 | 0 | 1
1 | 1 | 1
1 | 1 | 1
1 | 1 | 1
1 | 0 | 1
1 | 1 | 1
1 | 1 | 1
1 | 1 | 0
1 | 1 | 0
1 | 0 | 0
0 | 0 | 0
0 | 0 | 0
0 | 0 | 0
0 | 0 | 0
0 | 0 | 0
0 | 0 | 0
0 | 0 | 0
0 | 0 | 0
0 | 0 | 0
0 | 0 | 0
0 | 0 | 0
0 | 0 | 0
0 | 0 | 0
0 | 0 | 1
1 | 0 | 1
1 | 1 | 1
1 | 1 | 1
1 | 1 | 1
1 | 0 | 1
1 | 1 | 1
1 | 1 | 1
1 | 1 | 0
1 | 1 | 0
1 | 0 | 0
0 | 0 | 0
0 | 0 | 0
0 | 0 | 0
0 | 0 | 0
0 | 0 | 0
0 | 0 | 0
0 | 0 | 0
0 | 0 | 0
0 | 0 | 0
0 | 0 | 0
0 | 0 | 0
0 | 0 | 0
0 | 0 | 0
0 | 0 | 1
1 | 0 | 1
1 | 1 | 1
1 | 1 | 1
1 | 1 | 1
1 | 0 | 1
1 | 1 | 1
1 | 1 | 1
1 | 1 | 0
1 | 1 | 0
1 | 0 | 0
0 | 0 | 0
0 | 0 | 0
0 | 0 | 0
0 | 0 | 0
0 | 0 | 0
0 | 0 | 0
0 | 0 | 0
0 | 0 | 0
0 | 0 | 0
0 | 0 | 0
0 | 0 | 0
0 | 0 | 0
0 | 0 | 0
0 | 0 | 0
1 | 0 | 0
1 | 0 | 0
1 | 0 | 0
1 | 0 | 0
1 | 0 | 0
1 | 0 | 0
1 | 0 | 0
1 | 0 | 0
1 | 0 | 0
1 | 0 | 0
0 | 0 | 0
0 | 0 | 0
0 | 0 | 0
0 | 0 | 0
0 | 0 | 0
0 | 0 | 0
0 | 0 | 0
0 | 0 | 0
0 | 0 | 0
0 | 0 | 0
0 | 0 | 0
0 | 0 | 0
0 | 0 | 0
0 | 0 | 0
1 | 0 | 0
1 | 0 | 0
1 | 0 | 0
1 | 0 | 0
1 | 0 | 0
1 | 0 | 0
1 | 0 | 0
1 | 0 | 0
1 | 0 | 0
1 | 0 | 0
0 | 0 | 0
0 | 0 | 0
0 | 0 | 0
0 | 0 | 0
0 | 0 | 0
0 | 0 | 0
0 | 0 | 0
0 | 0 | 0
0 | 0 | 0
0 | 0 | 0
0 | 0 | 0
0 | 0 | 0
0 | 0 | 0
0 | 0 | 1
1 | 0 | 1
1 | 1 | 1
1 | 1 | 1
1 | 1 | 1
1 | 0 | 1
1 | 1 | 1
1 | 1 | 1
1 | 1 | 0
1 | 1 | 0
1 | 0 | 0
0 | 0 | 0
0 | 0 | 0
0 | 0 | 0
0 | 0 | 0
0 | 0 | 0
0 | 0 | 0
0 | 0 | 0
0 | 0 | 0
0 | 0 | 0
0 | 0 | 0
0 | 0 | 0
0 | 0 | 0
0 | 0 | 0
0 | 0 | 1
1 | 0 | 1
1 | 1 | 1
1 | 1 | 1
1 | 1 | 1
1 | 0 | 1
1 | 1 | 1
1 | 1 | 1
1 | 1 | 0
1 | 1 | 0
1 | 0 | 0
0 | 0 | 0
0 | 0 | 0
0 | 0 | 0
0 | 0 | 0
0 | 0 | 0
0 | 0 | 0
0 | 0 | 0
0 | 0 | 0
0 | 0 | 0
0 | 0 | 0
0 | 0 | 0
0 | 0 | 0
0 | 0 | 0
0 | 0 | 1
1 | 0 | 1
1 | 1 | 1
1 | 1 | 1
1 | 1 | 1
1 | 0 | 1
1 | 1 | 1
1 | 1 | 1
1 | 1 | 0
1 | 1 | 0
1 | 0 | 0
0 | 0 | 0
0 | 0 | 0
0 | 0 | 0
0 | 0 | 0
0 | 0 | 0
0 | 0 | 0
0 | 0 | 0
0 | 0 | 0
0 | 0 | 0
0 | 0 | 0
0 | 0 | 0
0 | 0 | 0
0 | 0 | 0
0 | 0 | 1
1 | 0 | 1
1 | 1 | 1
1 | 1 | 1
1 | 1 | 1
1 | 0 | 1
1 | 1 | 1
1 | 1 | 1
1 | 1 | 0
1 | 1 | 0
1 | 0 | 0
0 | 0 | 0
0 | 0 | 0
0 | 0 | 0
0 | 0 | 0
0 | 0 | 0
0 | 0 | 0
0 | 0 | 0
0 | 0 | 0
0 | 0 | 0
0 | 0 | 0
0 | 0 | 0
0 | 0 | 0
0 | 0 | 0
0 | 0 | 1
1 | 0 | 1
1 | 1 | 1
1 | 1 | 1
1 | 1 | 1
1 | 0 | 1
1 | 1 | 1
1 | 1 | 1
1 | 1 | 0
1 | 1 | 0
1 | 0 | 0
0 | 0 | 0
0 | 0 | 0
0 | 0 | 0
0 | 0 | 0
0 | 0 | 0
0 | 0 | 0
0 | 0 | 0
0 | 0 | 0
0 | 0 | 0
0 | 0 | 0
0 | 0 | 0
0 | 0 | 0
0 | 0 | 0
0 | 0 | 0
1 | 0 | 0
1 | 0 | 0
1 | 0 | 0
1 | 0 | 0
1 | 0 | 0
1 | 0 | 0
1 | 0 | 0
1 | 0 | 0
1 | 0 | 0
1 | 0 | 0
0 | 0 | 0
0 | 0 | 0
0 | 0 | 0
0 | 0 | 0
0 | 0 | 0
0 | 0 | 0
0 | 0 | 0
0 | 0 | 0
0 | 0 | 0
0 | 0 | 0
0 | 0 | 0
0 | 0 | 0
0 | 0 | 0
0 | 0 | 0
1 | 0 | 0
1 | 0 | 0
1 | 0 | 0
1 | 0 | 0
1 | 0 | 0
1 | 0 | 0
1 | 0 | 0
1 | 0 | 0
1 | 0 | 0
1 | 0 | 0
0 | 0 | 0
0 | 0 | 0
0 | 0 | 0
0 | 0 | 0
0 | 0 | 0
0 | 0 | 0
0 | 0 | 0
0 | 0 | 0
0 | 0 | 0
0 | 0 | 0
0 | 0 | 0
0 | 0 | 0
0 | 0 | 0
0 | 0 | 1
1 | 0 | 1
1 | 1 | 1
1 | 1 | 1
1 | 1 | 1
1 | 0 | 1
1 | 1 | 1
1 | 1 | 1
1 | 1 | 0
1 | 1 | 0
1 | 0 | 0
0 | 0 | 0
0 | 0 | 0
0 | 0 | 0
0 | 0 | 0
0 | 0 | 0
0 | 0 | 0
0 | 0 | 0
0 | 0 | 0
0 | 0 | 0
0 | 0 | 0
0 | 0 | 0
0 | 0 | 0
0 | 0 | 0
0 | 0 | 1
1 | 0 | 1
1 | 1 | 1
1 | 1 | 1
1 | 1 | 1
1 | 0 | 1
1 | 1 | 1
1 | 1 | 1
1 | 1 | 0
1 | 1 | 0
1 | 0 | 0
0 | 0 | 0
0 | 0 | 0
0 | 0 | 0
0 | 0 | 0
0 | 0 | 0
0 | 0 | 0
0 | 0 | 0
0 | 0 | 0
0 | 0 | 0
0 | 0 | 0
0 | 0 | 0
0 | 0 | 0
0 | 0 | 0
0 | 0 | 1
1 | 0 | 1
1 | 1 | 1
1 | 1 | 1
1 | 1 | 1
1 | 0 | 1
1 | 1 | 1
1 | 1 | 1
1 | 1 | 0
1 | 1 | 0
1 | 0 | 0
0 | 0 | 0
0 | 0 | 0
0 | 0 | 0
0 | 0 | 0
0 | 0 | 0
0 | 0 | 0
0 | 0 | 0
0 | 0 | 0
0 | 0 | 0
0 | 0 | 0
0 | 0 | 0
0 | 0 | 0
0 | 0 | 0
0 | 0 | 1
1 | 0 | 1
1 | 1 | 1
1 | 1 | 1
1 | 1 | 1
1 | 0 | 1
1 | 1 | 1
1 | 1 | 1
1 | 1 | 0
1 | 1 | 0
1 | 0 | 0
0 | 0 | 0
0 | 0 | 0
0 | 0 | 0
0 | 0 | 0
0 | 0 | 0
0 | 0 | 0
0 | 0 | 0
0 | 0 | 0
0 | 0 | 0
0 | 0 | 0
0 | 0 | 0
0 | 0 | 0
0 | 0 | 0
0 | 0 | 1
1 | 0 | 1
1 | 1 | 1
1 | 1 | 1
1 | 1 | 1
1 | 0 | 1
1 | 1 | 1
1 | 1 | 1
1 | 1 | 0
1 | 1 | 0
1 | 0 | 0
0 | 0 | 0
0 | 0 | 0
0 | 0 | 0
0 | 0 | 0
0 | 0 | 0
0 | 0 | 0
0 | 0 | 0
0 | 0 | 0
0 | 0 | 0
0 | 0 | 0
0 | 0 | 0
0 | 0 | 0
0 | 0 | 0
0 | 0 | 0
1 | 0 | 0
1 | 0 | 0
1 | 0 | 0
1 | 0 | 0
1 | 0 | 0
1 | 0 | 0
1 | 0 | 0
1 | 0 | 0
1 | 0 | 0
1 | 0 | 0
0 | 0 | 0
0 | 0 | 0
0 | 0 | 0
0 | 0 | 0
0 | 0 | 0
0 | 0 | 0
0 | 0 | 0
0 | 0 | 0
0 | 0 | 0
0 | 0 | 0
0 | 0 | 0
0 | 0 | 0
0 | 0 | 0
0 | 0 | 0
1 | 0 | 0
1 | 0 | 0
1 | 0 | 0
1 | 0 | 0
1 | 0 | 0
1 | 0 | 0
1 | 0 | 0
1 | 0 | 0
1 | 0 | 0
1 | 0 | 0
0 | 0 | 0
0 | 0 | 0
0 | 0 | 0
0 | 0 | 0
0 | 0 | 0
0 | 0 | 0
0 | 0 | 0
0 | 0 | 0
0 | 0 | 0
0 | 0 | 0
0 | 0 | 0
0 | 0 | 0
0 | 0 | 0
0 | 0 | 1
1 | 0 | 1
1 | 1 | 1
1 | 1 | 1
1 | 1 | 1
1 | 0 | 1
1 | 1 | 1
1 | 1 | 1
1 | 1 | 0
1 | 1 | 0
1 | 0 | 0
0 | 0 | 0
0 | 0 | 0
0 | 0 | 0
0 | 0 | 0
0 | 0 | 0
0 | 0 | 0
0 | 0 | 0
0 | 0 | 0
0 | 0 | 0
0 | 0 | 0
0 | 0 | 0
0 | 0 | 0
0 | 0 | 0
0 | 0 | 1
1 | 0 | 1
1 | 1 | 1
1 | 1 | 1
1 | 1 | 1
1 | 0 | 1
1 | 1 | 1
1 | 1 | 1
1 | 1 | 0
1 | 1 | 0
1 | 0 | 0
0 | 0 | 0
0 | 0 | 0
0 | 0 | 0
0 | 0 | 0
0 | 0 | 0
0 | 0 | 0
0 | 0 | 0
0 | 0 | 0
0 | 0 | 0
0 | 0 | 0
0 | 0 | 0
0 | 0 | 0
0 | 0 | 0
0 | 0 | 1
1 | 0 | 1
1 | 1 | 1
1 | 1 | 1
1 | 1 | 1
1 | 0 | 1
1 | 1 | 1
1 | 1 | 1
1 | 1 | 0
1 | 1 | 0
1 | 0 | 0
0 | 0 | 0
0 | 0 | 0
0 | 0 | 0
0 | 0 | 0
0 | 0 | 0
0 | 0 | 0
0 | 0 | 0
0 | 0 | 0
0 | 0 | 0
0 | 0 | 0
0 | 0 | 0
0 | 0 | 0
0 | 0 | 0
0 | 0 | 1
1 | 0 | 1
1 | 1 | 1
1 | 1 | 1
1 | 1 | 1
1 | 0 | 1
1 | 1 | 1
1 | 1 | 1
1 | 1 | 0
1 | 1 | 0
1 | 0 | 0
0 | 0 | 0
0 | 0 | 0
0 | 0 | 0
0 | 0 | 0
0 | 0 | 0
0 | 0 | 0
0 | 0 | 0
0 | 0 | 0
0 | 0 | 0
0 | 0 | 0
0 | 0 | 0
0 | 0 | 0
0 | 0 | 0
0 | 0 | 1
1 | 0 | 1
1 | 1 | 1
1 | 1 | 1
1 | 1 | 1
1 | 0 | 1
1 | 1 | 1
1 | 1 | 1
1 | 1 | 0
1 | 1 | 0
1 | 0 | 0
0 | 0 | 0
0 | 0 | 0
0 | 0 | 0
0 | 0 | 0
0 | 0 | 0
0 | 0 | 0
0 | 0 | 0
0 | 0 | 0
0 | 0 | 0
0 | 0 | 0
0 | 0 | 0
0 | 0 | 0
0 | 0 | 0
0 | 0 | 0
1 | 0 | 0
1 | 0 | 0
1 | 0 | 0
1 | 0 | 0
1 | 0 | 0
1 | 0 | 0
1 | 0 | 0
1 | 0 | 0
1 | 0 | 0
1 | 0 | 0
0 | 0 | 0
0 | 0 | 0
0 | 0 | 0
0 | 0 | 0
0 | 0 | 0
0 | 0 | 0
0 | 0 | 0
0 | 0 | 0
0 | 0 | 0
0 | 0 | 0
0 | 0 | 0
0 | 0 | 0
0 | 0 | 0
0 | 0 | 0
1 | 0 | 0
1 | 0 | 0
1 | 0 | 0
1 | 0 | 0
1 | 0 | 0
1 | 0 | 0
1 | 0 | 0
1 | 0 | 0
1 | 0 | 0
1 | 0 | 0
0 | 0 | 0
0 | 0 | 0
0 | 0 | 0
0 | 0 | 0
0 | 0 | 0
0 | 0 | 0
0 | 0 | 0
0 | 0 | 0
0 | 0 | 0
0 | 0 | 0
0 | 0 | 0
0 | 0 | 0
0 | 0 | 0
0 | 0 | 1
1 | 0 | 1
1 | 1 | 1
1 | 1 | 1
1 | 1 | 1
1 | 0 | 1
1 | 1 | 1
1 | 1 | 1
1 | 1 | 0
1 | 1 | 0
1 | 0 | 0
0 | 0 | 0
0 | 0 | 0
0 | 0 | 0
0 | 0 | 0
0 | 0 | 0
0 | 0 | 0
0 | 0 | 0
0 | 0 | 0
0 | 0 | 0
0 | 0 | 0
0 | 0 | 0
0 | 0 | 0
0 | 0 | 0
0 | 0 | 1
1 | 0 | 1
1 | 1 | 1
1 | 1 | 1
1 | 1 | 1
1 | 0 | 1
1 | 1 | 1
1 | 1 | 1
1 | 1 | 0
1 | 1 | 0
1 | 0 | 0
0 | 0 | 0
0 | 0 | 0
0 | 0 | 0
0 | 0 | 0
0 | 0 | 0
0 | 0 | 0
0 | 0 | 0
0 | 0 | 0
0 | 0 | 0
0 | 0 | 0
0 | 0 | 0
0 | 0 | 0
0 | 0 | 0
0 | 0 | 1
1 | 0 | 1
1 | 1 | 1
1 | 1 | 1
1 | 1 | 1
1 | 0 | 1
1 | 1 | 1
1 | 1 | 1
1 | 1 | 0
1 | 1 | 0
1 | 0 | 0
0 | 0 | 0
0 | 0 | 0
0 | 0 | 0
0 | 0 | 0
0 | 0 | 0
0 | 0 | 0
0 | 0 | 0
0 | 0 | 0
0 | 0 | 0
0 | 0 | 0
0 | 0 | 0
0 | 0 | 0
0 | 0 | 0
0 | 0 | 1
1 | 0 | 1
1 | 1 | 1
1 | 1 | 1
1 | 1 | 1
1 | 0 | 1
1 | 1 | 1
1 | 1 | 1
1 | 1 | 0
1 | 1 | 0
1 | 0 | 0
0 | 0 | 0
0 | 0 | 0
0 | 0 | 0
0 | 0 | 0
0 | 0 | 0
0 | 0 | 0
0 | 0 | 0
0 | 0 | 0
0 | 0 | 0
0 | 0 | 0
0 | 0 | 0
0 | 0 | 0
0 | 0 | 0
0 | 0 | 1
1 | 0 | 1
1 | 1 | 1
1 | 1 | 1
1 | 1 | 1
1 | 0 | 1
1 | 1 | 1
1 | 1 | 1
1 | 1 | 0
1 | 1 | 0
1 | 0 | 0
0 | 0 | 0
0 | 0 | 0
0 | 0 | 0
0 | 0 | 0
0 | 0 | 0
0 | 0 | 0
0 | 0 | 0
0 | 0 | 0
0 | 0 | 0
0 | 0 | 0
0 | 0 | 0
0 | 0 | 0
0 | 0 | 0
0 | 0 | 0
1 | 0 | 0
1 | 0 | 0
1 | 0 | 0
1 | 0 | 0
1 | 0 | 0
1 | 0 | 0
1 | 0 | 0
1 | 0 | 0
1 | 0 | 0
1 | 0 | 0
0 | 0 | 0
0 | 0 | 0
0 | 0 | 0
0 | 0 | 0
0 | 0 | 0
0 | 0 | 0
0 | 0 | 0
0 | 0 | 0
0 | 0 | 0
0 | 0 | 0
0 | 0 | 0
0 | 0 | 0
0 | 0 | 0
0 | 0 | 0
1 | 0 | 0
1 | 0 | 0
1 | 0 | 0
1 | 0 | 0
1 | 0 | 0
1 | 0 | 0
1 | 0 | 0
1 | 0 | 0
1 | 0 | 0
1 | 0 | 0
0 | 0 | 0
0 | 0 | 0
0 | 0 | 0
0 | 0 | 0
0 | 0 | 0
0 | 0 | 0
0 | 0 | 0
0 | 0 | 0
0 | 0 | 0
0 | 0 | 0
0 | 0 | 0
0 | 0 | 0
0 | 0 | 0
0 | 0 | 1
1 | 0 | 1
1 | 1 | 1
1 | 1 | 1
1 | 1 | 1
1 | 0 | 1
1 | 1 | 1
1 | 1 | 1
1 | 1 | 0
1 | 1 | 0
1 | 0 | 0
0 | 0 | 0
0 | 0 | 0
0 | 0 | 0
0 | 0 | 0
0 | 0 | 0
0 | 0 | 0
0 | 0 | 0
0 | 0 | 0
0 | 0 | 0
0 | 0 | 0
0 | 0 | 0
0 | 0 | 0
0 | 0 | 0
0 | 0 | 1
1 | 0 | 1
1 | 1 | 1
1 | 1 | 1
1 | 1 | 1
1 | 0 | 1
1 | 1 | 1
1 | 1 | 1
1 | 1 | 0
1 | 1 | 0
1 | 0 | 0
0 | 0 | 0
0 | 0 | 0
0 | 0 | 0
0 | 0 | 0
0 | 0 | 0
0 | 0 | 0
0 | 0 | 0
0 | 0 | 0
0 | 0 | 0
0 | 0 | 0
0 | 0 | 0
0 | 0 | 0
0 | 0 | 0
0 | 0 | 1
1 | 0 | 1
1 | 1 | 1
1 | 1 | 1
1 | 1 | 1
1 | 0 | 1
1 | 1 | 1
1 | 1 | 1
1 | 1 | 0
1 | 1 | 0
1 | 0 | 0
0 | 0 | 0
0 | 0 | 0
0 | 0 | 0
0 | 0 | 0
0 | 0 | 0
0 | 0 | 0
0 | 0 | 0
0 | 0 | 0
0 | 0 | 0
0 | 0 | 0
0 | 0 | 0
0 | 0 | 0
0 | 0 | 0
0 | 0 | 1
1 | 0 | 1
1 | 1 | 1
1 | 1 | 1
1 | 1 | 1
1 | 0 | 1
1 | 1 | 1
1 | 1 | 1
1 | 1 | 0
1 | 1 | 0
1 | 0 | 0
0 | 0 | 0
0 | 0 | 0
0 | 0 | 0
0 | 0 | 0
0 | 0 | 0
0 | 0 | 0
0 | 0 | 0
0 | 0 | 0
0 | 0 | 0
0 | 0 | 0
0 | 0 | 0
0 | 0 | 0
0 | 0 | 0
0 | 0 | 1
1 | 0 | 1
1 | 1 | 1
1 | 1 | 1
1 | 1 | 1
1 | 0 | 1
1 | 1 | 1
1 | 1 | 1
1 | 1 | 0
1 | 1 | 0
1 | 0 | 0
0 | 0 | 0
0 | 0 | 0
0 | 0 | 0
0 | 0 | 0
0 | 0 | 0
0 | 0 | 0
0 | 0 | 0
0 | 0 | 0
0 | 0 | 0
0 | 0 | 0
0 | 0 | 0
0 | 0 | 0
0 | 0 | 0
0 | 0 | 0
1 | 0 | 0
1 | 0 | 0
1 | 0 | 0
1 | 0 | 0
1 | 0 | 0
1 | 0 | 0
1 | 0 | 0
1 | 0 | 0
1 | 0 | 0
1 | 0 | 0
0 | 0 | 0
0 | 0 | 0
0 | 0 | 0
0 | 0 | 0
0 | 0 | 0
0 | 0 | 0
0 | 0 | 0
0 | 0 | 0
0 | 0 | 0
0 | 0 | 0
0 | 0 | 0
0 | 0 | 0
0 | 0 | 0
0 | 0 | 0
1 | 0 | 0
1 | 0 | 0
1 | 0 | 0
1 | 0 | 0
1 | 0 | 0
1 | 0 | 0
1 | 0 | 0
1 | 0 | 0
1 | 0 | 0
1 | 0 | 0
0 | 0 | 0
0 | 0 | 0
0 | 0 | 0
0 | 0 | 0
0 | 0 | 0
0 | 0 | 0
0 | 0 | 0
0 | 0 | 0
0 | 0 | 0
0 | 0 | 0
0 | 0 | 0
0 | 0 | 0
0 | 0 | 0
0 | 0 | 1
1 | 0 | 1
1 | 1 | 1
1 | 1 | 1
1 | 1 | 1
1 | 0 | 1
1 | 1 | 1
1 | 1 | 1
1 | 1 | 0
1 | 1 | 0
1 | 0 | 0
0 | 0 | 0
0 | 0 | 0
0 | 0 | 0
0 | 0 | 0
0 | 0 | 0
0 | 0 | 0
0 | 0 | 0
0 | 0 | 0
0 | 0 | 0
0 | 0 | 0
0 | 0 | 0
0 | 0 | 0
0 | 0 | 0
0 | 0 | 1
1 | 0 | 1
1 | 1 | 1
1 | 1 | 1
1 | 1 | 1
1 | 0 | 1
1 | 1 | 1
1 | 1 | 1
1 | 1 | 0
1 | 1 | 0
1 | 0 | 0
0 | 0 | 0
0 | 0 | 0
0 | 0 | 0
0 | 0 | 0
0 | 0 | 0
0 | 0 | 0
0 | 0 | 0
0 | 0 | 0
0 | 0 | 0
0 | 0 | 0
0 | 0 | 0
0 | 0 | 0
0 | 0 | 0
0 | 0 | 1
1 | 0 | 1
1 | 1 | 1
1 | 1 | 1
1 | 1 | 1
1 | 0 | 1
1 | 1 | 1
1 | 1 | 1
1 | 1 | 0
1 | 1 | 0
1 | 0 | 0
0 | 0 | 0
0 | 0 | 0
0 | 0 | 0
0 | 0 | 0
0 | 0 | 0
0 | 0 | 0
0 | 0 | 0
0 | 0 | 0
0 | 0 | 0
0 | 0 | 0
0 | 0 | 0
0 | 0 | 0
0 | 0 | 0
0 | 0 | 1
1 | 0 | 1
1 | 1 | 1
1 | 1 | 1
1 | 1 | 1
1 | 0 | 1
1 | 1 | 1
1 | 1 | 1
1 | 1 | 0
1 | 1 | 0
1 | 0 | 0
0 | 0 | 0
0 | 0 | 0
0 | 0 | 0
0 | 0 | 0
0 | 0 | 0
0 | 0 | 0
0 | 0 | 0
0 | 0 | 0
0 | 0 | 0
0 | 0 | 0
0 | 0 | 0
0 | 0 | 0
0 | 0 | 0
0 | 0 | 1
0 | 0 | 1
1 | 1 | 1
1 | 1 | 1
1 | 1 | 1
1 | 0 | 1
1 | 1 | 1
1 | 1 | 1
1 | 1 | 0
1 | 1 | 0
1 | 0 | 0
1 | 0 | 0
0 | 0 | 0
0 | 0 | 0
0 | 0 | 0
0 | 0 | 0
0 | 0 | 0
0 | 0 | 0
0 | 0 | 0
0 | 0 | 0
0 | 0 | 0
0 | 0 | 0
0 | 0 | 0
0 | 0 | 0
0 | 0 | 0
0 | 0 | 0
1 | 0 | 0
1 | 0 | 0
1 | 0 | 0
1 | 0 | 0
1 | 0 | 0
1 | 0 | 0
1 | 0 | 0
1 | 0 | 0
1 | 0 | 0
1 | 0 | 0
0 | 0 | 0
0 | 0 | 0
0 | 0 | 0
0 | 0 | 0
0 | 0 | 0
0 | 0 | 0
0 | 0 | 0
0 | 0 | 0
0 | 0 | 0
0 | 0 | 0
0 | 0 | 0
0 | 0 | 0
0 | 0 | 0
0 | 0 | 0
1 | 0 | 0
1 | 0 | 0
1 | 0 | 0
1 | 0 | 0
1 | 0 | 0
1 | 0 | 0
1 | 0 | 0
1 | 0 | 0
1 | 0 | 0
1 | 0 | 0
0 | 0 | 0
0 | 0 | 0
0 | 0 | 0
0 | 0 | 0
0 | 0 | 0
0 | 0 | 0
0 | 0 | 0
0 | 0 | 0
0 | 0 | 0
0 | 0 | 0
0 | 0 | 0
0 | 0 | 0
0 | 0 | 0
0 | 0 | 1
1 | 0 | 1
1 | 1 | 1
1 | 1 | 1
1 | 1 | 1
1 | 0 | 1
1 | 1 | 1
1 | 1 | 1
1 | 1 | 0
1 | 1 | 0
1 | 0 | 0
0 | 0 | 0
0 | 0 | 0
0 | 0 | 0
0 | 0 | 0
0 | 0 | 0
0 | 0 | 0
0 | 0 | 0
0 | 0 | 0
0 | 0 | 0
0 | 0 | 0
0 | 0 | 0
0 | 0 | 0
0 | 0 | 0
0 | 0 | 1
1 | 0 | 1
1 | 1 | 1
1 | 1 | 1
1 | 1 | 1
1 | 0 | 1
1 | 1 | 1
1 | 1 | 1
1 | 1 | 0
1 | 1 | 0
1 | 0 | 0
0 | 0 | 0
0 | 0 | 0
0 | 0 | 0
0 | 0 | 0
0 | 0 | 0
0 | 0 | 0
0 | 0 | 0
0 | 0 | 0
0 | 0 | 0
0 | 0 | 0
0 | 0 | 0
0 | 0 | 0
0 | 0 | 0
0 | 0 | 1
1 | 0 | 1
1 | 1 | 1
1 | 1 | 1
1 | 1 | 1
1 | 0 | 1
1 | 1 | 1
1 | 1 | 1
1 | 1 | 0
1 | 1 | 0
1 | 0 | 0
0 | 0 | 0
0 | 0 | 0
0 | 0 | 0
0 | 0 | 0
0 | 0 | 0
0 | 0 | 0
0 | 0 | 0
0 | 0 | 0
0 | 0 | 0
0 | 0 | 0
0 | 0 | 0
0 | 0 | 0
0 | 0 | 0
0 | 0 | 1
1 | 0 | 1
1 | 1 | 1
1 | 1 | 1
1 | 1 | 1
1 | 0 | 1
1 | 1 | 1
1 | 1 | 1
1 | 1 | 0
1 | 1 | 0
1 | 0 | 0
0 | 0 | 0
0 | 0 | 0
0 | 0 | 0
0 | 0 | 0
0 | 0 | 0
0 | 0 | 0
0 | 0 | 0
0 | 0 | 0
0 | 0 | 0
0 | 0 | 0
0 | 0 | 0
0 | 0 | 0
0 | 0 | 0
0 | 0 | 1
1 | 0 | 1
1 | 1 | 1
1 | 1 | 1
1 | 1 | 1
1 | 0 | 1
1 | 1 | 1
1 | 1 | 1
1 | 1 | 0
1 | 1 | 0
1 | 0 | 0
0 | 0 | 0
0 | 0 | 0
0 | 0 | 0
0 | 0 | 0
0 | 0 | 0
0 | 0 | 0
0 | 0 | 0
0 | 0 | 0
0 | 0 | 0
0 | 0 | 0
0 | 0 | 0
0 | 0 | 0
0 | 0 | 0
0 | 0 | 0
1 | 0 | 0
1 | 0 | 0
1 | 0 | 0
1 | 0 | 0
1 | 0 | 0
1 | 0 | 0
1 | 0 | 0
1 | 0 | 0
1 | 0 | 0
1 | 0 | 0
0 | 0 | 0
0 | 0 | 0
0 | 0 | 0
0 | 0 | 0
0 | 0 | 0
0 | 0 | 0
0 | 0 | 0
0 | 0 | 0
0 | 0 | 0
0 | 0 | 0
0 | 0 | 0
0 | 0 | 0
0 | 0 | 0
0 | 0 | 0
1 | 0 | 0
1 | 0 | 0
1 | 0 | 0
1 | 0 | 0
1 | 0 | 0
1 | 0 | 0
1 | 0 | 0
1 | 0 | 0
1 | 0 | 0
1 | 0 | 0
0 | 0 | 0
0 | 0 | 0
0 | 0 | 0
0 | 0 | 0
0 | 0 | 0
0 | 0 | 0
0 | 0 | 0
0 | 0 | 0
0 | 0 | 0
0 | 0 | 0
0 | 0 | 0
0 | 0 | 0
0 | 0 | 0
0 | 0 | 1
1 | 0 | 1
1 | 1 | 1
1 | 1 | 1
1 | 1 | 1
1 | 0 | 1
1 | 1 | 1
1 | 1 | 1
1 | 1 | 0
1 | 1 | 0
1 | 0 | 0
0 | 0 | 0
0 | 0 | 0
0 | 0 | 0
0 | 0 | 0
0 | 0 | 0
0 | 0 | 0
0 | 0 | 0
0 | 0 | 0
0 | 0 | 0
0 | 0 | 0
0 | 0 | 0
0 | 0 | 0
0 | 0 | 0
0 | 0 | 1
1 | 0 | 1
1 | 1 | 1
1 | 1 | 1
1 | 1 | 1
1 | 0 | 1
1 | 1 | 1
1 | 1 | 1
1 | 1 | 0
1 | 1 | 0
1 | 0 | 0
0 | 0 | 0
0 | 0 | 0
0 | 0 | 0
0 | 0 | 0
0 | 0 | 0
0 | 0 | 0
0 | 0 | 0
0 | 0 | 0
0 | 0 | 0
0 | 0 | 0
0 | 0 | 0
0 | 0 | 0
0 | 0 | 0
0 | 0 | 1
1 | 0 | 1
1 | 1 | 1
1 | 1 | 1
1 | 1 | 1
1 | 0 | 1
1 | 1 | 1
1 | 1 | 1
1 | 1 | 0
1 | 1 | 0
1 | 0 | 0
0 | 0 | 0
0 | 0 | 0
0 | 0 | 0
0 | 0 | 0
0 | 0 | 0
0 | 0 | 0
0 | 0 | 0
0 | 0 | 0
0 | 0 | 0
0 | 0 | 0
0 | 0 | 0
0 | 0 | 0
0 | 0 | 0
0 | 0 | 1
1 | 0 | 1
1 | 1 | 1
1 | 1 | 1
1 | 1 | 1
1 | 0 | 1
1 | 1 | 1
1 | 1 | 1
1 | 1 | 0
1 | 1 | 0
1 | 0 | 0
0 | 0 | 0
0 | 0 | 0
0 | 0 | 0
0 | 0 | 0
0 | 0 | 0
0 | 0 | 0
0 | 0 | 0
0 | 0 | 0
0 | 0 | 0
0 | 0 | 0
0 | 0 | 0
0 | 0 | 0
0 | 0 | 0
0 | 0 | 1
1 | 0 | 1
1 | 1 | 1
1 | 1 | 1
1 | 1 | 1
1 | 0 | 1
1 | 1 | 1
1 | 1 | 1
1 | 1 | 0
1 | 1 | 0
1 | 0 | 0
0 | 0 | 0
0 | 0 | 0
0 | 0 | 0
0 | 0 | 0
0 | 0 | 0
0 | 0 | 0
0 | 0 | 0
0 | 0 | 0
0 | 0 | 0
0 | 0 | 0
0 | 0 | 0
0 | 0 | 0
0 | 0 | 0
0 | 0 | 0
1 | 0 | 0
1 | 0 | 0
1 | 0 | 0
1 | 0 | 0
1 | 0 | 0
1 | 0 | 0
1 | 0 | 0
1 | 0 | 0
1 | 0 | 0
1 | 0 | 0
0 | 0 | 0
0 | 0 | 0
0 | 0 | 0
0 | 0 | 0
0 | 0 | 0
0 | 0 | 0
0 | 0 | 0
0 | 0 | 0
0 | 0 | 0
0 | 0 | 0
0 | 0 | 0
0 | 0 | 0
0 | 0 | 0
0 | 0 | 0
1 | 0 | 0
1 | 0 | 0
1 | 0 | 0
1 | 0 | 0
1 | 0 | 0
1 | 0 | 0
1 | 0 | 0
1 | 0 | 0
1 | 0 | 0
1 | 0 | 0
0 | 0 | 0
0 | 0 | 0
0 | 0 | 0
0 | 0 | 0
0 | 0 | 0
0 | 0 | 0
0 | 0 | 0
0 | 0 | 0
0 | 0 | 0
0 | 0 | 0
0 | 0 | 0
0 | 0 | 0
0 | 0 | 0
0 | 0 | 1
1 | 0 | 1
1 | 1 | 1
1 | 1 | 1
1 | 1 | 1
1 | 0 | 1
1 | 1 | 1
1 | 1 | 1
1 | 1 | 0
1 | 1 | 0
1 | 0 | 0
0 | 0 | 0
0 | 0 | 0
0 | 0 | 0
0 | 0 | 0
0 | 0 | 0
0 | 0 | 0
0 | 0 | 0
0 | 0 | 0
0 | 0 | 0
0 | 0 | 0
0 | 0 | 0
0 | 0 | 0
0 | 0 | 0
0 | 0 | 1
1 | 0 | 1
1 | 1 | 1
1 | 1 | 1
1 | 1 | 1
1 | 0 | 1
1 | 1 | 1
1 | 1 | 1
1 | 1 | 0
1 | 1 | 0
1 | 0 | 0
0 | 0 | 0
0 | 0 | 0
0 | 0 | 0
0 | 0 | 0
0 | 0 | 0
0 | 0 | 0
0 | 0 | 0
0 | 0 | 0
0 | 0 | 0
0 | 0 | 0
0 | 0 | 0
0 | 0 | 0
0 | 0 | 0
0 | 0 | 1
1 | 0 | 1
1 | 1 | 1
1 | 1 | 1
1 | 1 | 1
1 | 0 | 1
1 | 1 | 1
1 | 1 | 1
1 | 1 | 0
1 | 1 | 0
1 | 0 | 0
0 | 0 | 0
0 | 0 | 0
0 | 0 | 0
0 | 0 | 0
0 | 0 | 0
0 | 0 | 0
0 | 0 | 0
0 | 0 | 0
0 | 0 | 0
0 | 0 | 0
0 | 0 | 0
0 | 0 | 0
0 | 0 | 0
0 | 0 | 1
1 | 0 | 1
1 | 1 | 1
1 | 1 | 1
1 | 1 | 1
1 | 0 | 1
1 | 1 | 1
1 | 1 | 1
1 | 1 | 0
1 | 1 | 0
1 | 0 | 0
0 | 0 | 0
0 | 0 | 0
0 | 0 | 0
0 | 0 | 0
0 | 0 | 0
0 | 0 | 0
0 | 0 | 0
0 | 0 | 0
0 | 0 | 0
0 | 0 | 0
0 | 0 | 0
0 | 0 | 0
0 | 0 | 0
0 | 0 | 1
1 | 0 | 1
1 | 1 | 1
1 | 1 | 1
1 | 1 | 1
1 | 0 | 1
1 | 1 | 1
1 | 1 | 1
1 | 1 | 0
1 | 1 | 0
1 | 0 | 0
0 | 0 | 0
0 | 0 | 0
0 | 0 | 0
0 | 0 | 0
0 | 0 | 0
0 | 0 | 0
0 | 0 | 0
0 | 0 | 0
0 | 0 | 0
0 | 0 | 0
0 | 0 | 0
0 | 0 | 0
0 | 0 | 0
0 | 0 | 0
1 | 0 | 0
1 | 0 | 0
1 | 0 | 0
1 | 0 | 0
1 | 0 | 0
1 | 0 | 0
1 | 0 | 0
1 | 0 | 0
1 | 0 | 0
1 | 0 | 0
0 | 0 | 0
0 | 0 | 0
0 | 0 | 0
0 | 0 | 0
0 | 0 | 0
0 | 0 | 0
0 | 0 | 0
0 | 0 | 0
0 | 0 | 0
0 | 0 | 0
0 | 0 | 0
0 | 0 | 0
0 | 0 | 0
0 | 0 | 0
1 | 0 | 0
1 | 0 | 0
1 | 0 | 0
1 | 0 | 0
1 | 0 | 0
1 | 0 | 0
1 | 0 | 0
1 | 0 | 0
1 | 0 | 0
1 | 0 | 0
0 | 0 | 0
0 | 0 | 0
0 | 0 | 0
0 | 0 | 0
0 | 0 | 0
0 | 0 | 0
0 | 0 | 0
0 | 0 | 0
0 | 0 | 0
0 | 0 | 0
0 | 0 | 0
0 | 0 | 0
0 | 0 | 0
0 | 0 | 1
1 | 0 | 1
1 | 1 | 1
1 | 1 | 1
1 | 1 | 1
1 | 0 | 1
1 | 1 | 1
1 | 1 | 1
1 | 1 | 0
1 | 1 | 0
1 | 0 | 0
0 | 0 | 0
0 | 0 | 0
0 | 0 | 0
0 | 0 | 0
0 | 0 | 0
0 | 0 | 0
0 | 0 | 0
0 | 0 | 0
0 | 0 | 0
0 | 0 | 0
0 | 0 | 0
0 | 0 | 0
0 | 0 | 0
0 | 0 | 1
1 | 0 | 1
1 | 1 | 1
1 | 1 | 1
1 | 1 | 1
1 | 0 | 1
1 | 1 | 1
1 | 1 | 1
1 | 1 | 0
1 | 1 | 0
1 | 0 | 0
0 | 0 | 0
0 | 0 | 0
0 | 0 | 0
0 | 0 | 0
0 | 0 | 0
0 | 0 | 0
0 | 0 | 0
0 | 0 | 0
0 | 0 | 0
0 | 0 | 0
0 | 0 | 0
0 | 0 | 0
0 | 0 | 0
0 | 0 | 1
1 | 0 | 1
1 | 1 | 1
1 | 1 | 1
1 | 1 | 1
1 | 0 | 1
1 | 1 | 1
1 | 1 | 1
1 | 1 | 0
1 | 1 | 0
1 | 0 | 0
0 | 0 | 0
0 | 0 | 0
0 | 0 | 0
0 | 0 | 0
0 | 0 | 0
0 | 0 | 0
0 | 0 | 0
0 | 0 | 0
0 | 0 | 0
0 | 0 | 0
0 | 0 | 0
0 | 0 | 0
0 | 0 | 0
0 | 0 | 1
1 | 0 | 1
1 | 1 | 1
1 | 1 | 1
1 | 1 | 1
1 | 0 | 1
1 | 1 | 1
1 | 1 | 1
1 | 1 | 0
1 | 1 | 0
1 | 0 | 0
0 | 0 | 0
0 | 0 | 0
0 | 0 | 0
0 | 0 | 0
0 | 0 | 0
0 | 0 | 0
0 | 0 | 0
0 | 0 | 0
0 | 0 | 0
0 | 0 | 0
0 | 0 | 0
0 | 0 | 0
0 | 0 | 0
0 | 0 | 1
1 | 0 | 1
1 | 1 | 1
1 | 1 | 1
1 | 1 | 1
1 | 0 | 1
1 | 1 | 1
1 | 1 | 1
1 | 1 | 0
1 | 1 | 0
1 | 0 | 0
0 | 0 | 0
0 | 0 | 0
0 | 0 | 0
0 | 0 | 0
0 | 0 | 0
0 | 0 | 0
0 | 0 | 0
0 | 0 | 0
0 | 0 | 0
0 | 0 | 0
0 | 0 | 0
0 | 0 | 0
0 | 0 | 0
0 | 0 | 0
1 | 0 | 0
1 | 0 | 0
1 | 0 | 0
1 | 0 | 0
1 | 0 | 0
1 | 0 | 0
1 | 0 | 0
1 | 0 | 0
1 | 0 | 0
1 | 0 | 0
0 | 0 | 0
0 | 0 | 0
0 | 0 | 0
0 | 0 | 0
0 | 0 | 0
0 | 0 | 0
0 | 0 | 0
0 | 0 | 0
0 | 0 | 0
0 | 0 | 0
0 | 0 | 0
0 | 0 | 0
0 | 0 | 0
0 | 0 | 0
1 | 0 | 0
1 | 0 | 0
1 | 0 | 0
1 | 0 | 0
1 | 0 | 0
1 | 0 | 0
1 | 0 | 0
1 | 0 | 0
1 | 0 | 0
1 | 0 | 0
0 | 0 | 0
0 | 0 | 0
0 | 0 | 0
0 | 0 | 0
0 | 0 | 0
0 | 0 | 0
0 | 0 | 0
0 | 0 | 0
0 | 0 | 0
0 | 0 | 0
0 | 0 | 0
0 | 0 | 0
0 | 0 | 0
0 | 0 | 1
1 | 0 | 1
1 | 1 | 1
1 | 1 | 1
1 | 1 | 1
1 | 0 | 1
1 | 1 | 1
1 | 1 | 1
1 | 1 | 0
1 | 1 | 0
1 | 0 | 0
0 | 0 | 0
0 | 0 | 0
0 | 0 | 0
0 | 0 | 0
0 | 0 | 0
0 | 0 | 0
0 | 0 | 0
0 | 0 | 0
0 | 0 | 0
0 | 0 | 0
0 | 0 | 0
0 | 0 | 0
0 | 0 | 0
0 | 0 | 1
1 | 0 | 1
1 | 1 | 1
1 | 1 | 1
1 | 1 | 1
1 | 0 | 1
1 | 1 | 1
1 | 1 | 1
1 | 1 | 0
1 | 1 | 0
1 | 0 | 0
0 | 0 | 0
0 | 0 | 0
0 | 0 | 0
0 | 0 | 0
0 | 0 | 0
0 | 0 | 0
0 | 0 | 0
0 | 0 | 0
0 | 0 | 0
0 | 0 | 0
0 | 0 | 0
0 | 0 | 0
0 | 0 | 0
0 | 0 | 1
1 | 0 | 1
1 | 1 | 1
1 | 1 | 1
1 | 1 | 1
1 | 0 | 1
1 | 1 | 1
1 | 1 | 1
1 | 1 | 0
1 | 1 | 0
1 | 0 | 0
0 | 0 | 0
0 | 0 | 0
0 | 0 | 0
0 | 0 | 0
0 | 0 | 0
0 | 0 | 0
0 | 0 | 0
0 | 0 | 0
0 | 0 | 0
0 | 0 | 0
0 | 0 | 0
0 | 0 | 0
0 | 0 | 0
0 | 0 | 1
1 | 0 | 1
1 | 1 | 1
1 | 1 | 1
1 | 1 | 1
1 | 0 | 1
1 | 1 | 1
1 | 1 | 1
1 | 1 | 0
1 | 1 | 0
1 | 0 | 0
0 | 0 | 0
0 | 0 | 0
0 | 0 | 0
0 | 0 | 0
0 | 0 | 0
0 | 0 | 0
0 | 0 | 0
0 | 0 | 0
0 | 0 | 0
0 | 0 | 0
0 | 0 | 0
0 | 0 | 0
0 | 0 | 0
0 | 0 | 1
1 | 0 | 1
1 | 1 | 1
1 | 1 | 1
1 | 1 | 1
1 | 0 | 1
1 | 1 | 1
1 | 1 | 1
1 | 1 | 0
1 | 1 | 0
1 | 0 | 0
0 | 0 | 0
0 | 0 | 0
0 | 0 | 0
0 | 0 | 0
0 | 0 | 0
0 | 0 | 0
0 | 0 | 0
0 | 0 | 0
0 | 0 | 0
0 | 0 | 0
0 | 0 | 0
0 | 0 | 0
0 | 0 | 0
0 | 0 | 0
1 | 0 | 0
1 | 0 | 0
1 | 0 | 0
1 | 0 | 0
1 | 0 | 0
1 | 0 | 0
1 | 0 | 0
1 | 0 | 0
1 | 0 | 0
1 | 0 | 0
0 | 0 | 0
0 | 0 | 0
0 | 0 | 0
0 | 0 | 0
0 | 0 | 0
0 | 0 | 0
0 | 0 | 0
0 | 0 | 0
0 | 0 | 0
0 | 0 | 0
0 | 0 | 0
0 | 0 | 0
0 | 0 | 0
0 | 0 | 0
1 | 0 | 0
1 | 0 | 0
1 | 0 | 0
1 | 0 | 0
1 | 0 | 0
1 | 0 | 0
1 | 0 | 0
1 | 0 | 0
1 | 0 | 0
1 | 0 | 0
0 | 0 | 0
0 | 0 | 0
0 | 0 | 0
0 | 0 | 0
0 | 0 | 0
0 | 0 | 0
0 | 0 | 0
0 | 0 | 0
0 | 0 | 0
0 | 0 | 0
0 | 0 | 0
0 | 0 | 0
0 | 0 | 0
0 | 0 | 1
1 | 0 | 1
1 | 1 | 1
1 | 1 | 1
1 | 1 | 1
1 | 0 | 1
1 | 1 | 1
1 | 1 | 1
1 | 1 | 0
1 | 1 | 0
1 | 0 | 0
0 | 0 | 0
0 | 0 | 0
0 | 0 | 0
0 | 0 | 0
0 | 0 | 0
0 | 0 | 0
0 | 0 | 0
0 | 0 | 0
0 | 0 | 0
0 | 0 | 0
0 | 0 | 0
0 | 0 | 0
0 | 0 | 0
0 | 0 | 1
1 | 0 | 1
1 | 1 | 1
1 | 1 | 1
1 | 1 | 1
1 | 0 | 1
1 | 1 | 1
1 | 1 | 1
1 | 1 | 0
1 | 1 | 0
1 | 0 | 0
0 | 0 | 0
0 | 0 | 0
0 | 0 | 0
0 | 0 | 0
0 | 0 | 0
0 | 0 | 0
0 | 0 | 0
0 | 0 | 0
0 | 0 | 0
0 | 0 | 0
0 | 0 | 0
0 | 0 | 0
0 | 0 | 0
0 | 0 | 1
1 | 0 | 1
1 | 1 | 1
1 | 1 | 1
1 | 1 | 1
1 | 0 | 1
1 | 1 | 1
1 | 1 | 1
1 | 1 | 0
1 | 1 | 0
1 | 0 | 0
0 | 0 | 0
0 | 0 | 0
0 | 0 | 0
0 | 0 | 0
0 | 0 | 0
0 | 0 | 0
0 | 0 | 0
0 | 0 | 0
0 | 0 | 0
0 | 0 | 0
0 | 0 | 0
0 | 0 | 0
0 | 0 | 0
0 | 0 | 1
1 | 0 | 1
1 | 1 | 1
1 | 1 | 1
1 | 1 | 1
1 | 0 | 1
1 | 1 | 1
1 | 1 | 1
1 | 1 | 0
1 | 1 | 0
1 | 0 | 0
0 | 0 | 0
0 | 0 | 0
0 | 0 | 0
0 | 0 | 0
0 | 0 | 0
0 | 0 | 0
0 | 0 | 0
0 | 0 | 0
0 | 0 | 0
0 | 0 | 0
0 | 0 | 0
0 | 0 | 0
0 | 0 | 0
0 | 0 | 1
1 | 0 | 1
1 | 1 | 1
1 | 1 | 1
1 | 1 | 1
1 | 0 | 1
1 | 1 | 1
1 | 1 | 1
1 | 1 | 0
1 | 1 | 0
1 | 0 | 0
0 | 0 | 0
0 | 0 | 0
0 | 0 | 0
0 | 0 | 0
0 | 0 | 0
0 | 0 | 0
0 | 0 | 0
0 | 0 | 0
0 | 0 | 0
0 | 0 | 0
0 | 0 | 0
0 | 0 | 0
0 | 0 | 0
0 | 0 | 0
1 | 0 | 0
1 | 0 | 0
1 | 0 | 0
1 | 0 | 0
1 | 0 | 0
1 | 0 | 0
1 | 0 | 0
1 | 0 | 0
1 | 0 | 0
1 | 0 | 0
0 | 0 | 0
0 | 0 | 0
0 | 0 | 0
0 | 0 | 0
0 | 0 | 0
0 | 0 | 0
0 | 0 | 0
0 | 0 | 0
0 | 0 | 0
0 | 0 | 0
0 | 0 | 0
0 | 0 | 0
0 | 0 | 0
0 | 0 | 0
1 | 0 | 0
1 | 0 | 0
1 | 0 | 0
1 | 0 | 0
1 | 0 | 0
1 | 0 | 0
1 | 0 | 0
1 | 0 | 0
1 | 0 | 0
1 | 0 | 0
0 | 0 | 0
0 | 0 | 0
0 | 0 | 0
0 | 0 | 0
0 | 0 | 0
0 | 0 | 0
0 | 0 | 0
0 | 0 | 0
0 | 0 | 0
0 | 0 | 0
0 | 0 | 0
0 | 0 | 0
0 | 0 | 0
0 | 0 | 1
1 | 0 | 1
1 | 1 | 1
1 | 1 | 1
1 | 1 | 1
1 | 0 | 1
1 | 1 | 1
1 | 1 | 1
1 | 1 | 0
1 | 1 | 0
1 | 0 | 0
0 | 0 | 0
0 | 0 | 0
0 | 0 | 0
0 | 0 | 0
0 | 0 | 0
0 | 0 | 0
0 | 0 | 0
0 | 0 | 0
0 | 0 | 0
0 | 0 | 0
0 | 0 | 0
0 | 0 | 0
0 | 0 | 0
0 | 0 | 1
1 | 0 | 1
1 | 1 | 1
1 | 1 | 1
1 | 1 | 1
1 | 0 | 1
1 | 1 | 1
1 | 1 | 1
1 | 1 | 0
1 | 1 | 0
1 | 0 | 0
0 | 0 | 0
0 | 0 | 0
0 | 0 | 0
0 | 0 | 0
0 | 0 | 0
0 | 0 | 0
0 | 0 | 0
0 | 0 | 0
0 | 0 | 0
0 | 0 | 0
0 | 0 | 0
0 | 0 | 0
0 | 0 | 0
0 | 0 | 1
1 | 0 | 1
1 | 1 | 1
1 | 1 | 1
1 | 1 | 1
1 | 0 | 1
1 | 1 | 1
1 | 1 | 1
1 | 1 | 0
1 | 1 | 0
1 | 0 | 0
0 | 0 | 0
0 | 0 | 0
0 | 0 | 0
0 | 0 | 0
0 | 0 | 0
0 | 0 | 0
0 | 0 | 0
0 | 0 | 0
0 | 0 | 0
0 | 0 | 0
0 | 0 | 0
0 | 0 | 0
0 | 0 | 0
0 | 0 | 1
1 | 0 | 1
1 | 1 | 1
1 | 1 | 1
1 | 1 | 1
1 | 0 | 1
1 | 1 | 1
1 | 1 | 1
1 | 1 | 0
1 | 1 | 0
1 | 0 | 0
0 | 0 | 0
0 | 0 | 0
0 | 0 | 0
0 | 0 | 0
0 | 0 | 0
0 | 0 | 0
0 | 0 | 0
0 | 0 | 0
0 | 0 | 0
0 | 0 | 0
0 | 0 | 0
0 | 0 | 0
0 | 0 | 0
0 | 0 | 1
1 | 0 | 1
1 | 1 | 1
1 | 1 | 1
1 | 1 | 1
1 | 0 | 1
1 | 1 | 1
1 | 1 | 1
1 | 1 | 0
1 | 1 | 0
1 | 0 | 0
0 | 0 | 0
0 | 0 | 0
0 | 0 | 0
0 | 0 | 0
0 | 0 | 0
0 | 0 | 0
0 | 0 | 0
0 | 0 | 0
0 | 0 | 0
0 | 0 | 0
0 | 0 | 0
0 | 0 | 0
0 | 0 | 0
0 | 0 | 0
1 | 0 | 0
1 | 0 | 0
1 | 0 | 0
1 | 0 | 0
1 | 0 | 0
1 | 0 | 0
1 | 0 | 0
1 | 0 | 0
1 | 0 | 0
1 | 0 | 0
0 | 0 | 0
0 | 0 | 0
0 | 0 | 0
0 | 0 | 0
0 | 0 | 0
0 | 0 | 0
0 | 0 | 0
0 | 0 | 0
0 | 0 | 0
0 | 0 | 0
0 | 0 | 0
0 | 0 | 0
0 | 0 | 0
0 | 0 | 0
1 | 0 | 0
1 | 0 | 0
1 | 0 | 0
1 | 0 | 0
1 | 0 | 0
1 | 0 | 0
1 | 0 | 0
1 | 0 | 0
1 | 0 | 0
1 | 0 | 0
0 | 0 | 0
0 | 0 | 0
0 | 0 | 0
0 | 0 | 0
0 | 0 | 0
0 | 0 | 0
0 | 0 | 0
0 | 0 | 0
0 | 0 | 0
0 | 0 | 0
0 | 0 | 0
0 | 0 | 0
0 | 0 | 0
0 | 0 | 0
1 | 0 | 0
1 | 1 | 0
1 | 1 | 0
1 | 1 | 0
1 | 0 | 0
1 | 1 | 0
1 | 1 | 0
1 | 1 | 0
1 | 1 | 0
1 | 0 | 0
0 | 0 | 0
0 | 0 | 0
0 | 0 | 0
0 | 0 | 0
0 | 0 | 0
0 | 0 | 0
0 | 0 | 0
0 | 0 | 0
0 | 0 | 0
0 | 0 | 0
0 | 0 | 0
0 | 0 | 0
0 | 0 | 0
0 | 0 | 0
1 | 0 | 0
1 | 1 | 0
1 | 1 | 0
1 | 1 | 0
1 | 0 | 0
1 | 1 | 0
1 | 1 | 0
1 | 1 | 0
1 | 1 | 0
1 | 0 | 0
0 | 0 | 0
0 | 0 | 0
0 | 0 | 0
0 | 0 | 0
0 | 0 | 0
0 | 0 | 0
0 | 0 | 0
0 | 0 | 0
0 | 0 | 0
0 | 0 | 0
0 | 0 | 0
0 | 0 | 0
0 | 0 | 0
0 | 0 | 0
1 | 0 | 0
1 | 1 | 0
1 | 1 | 0
1 | 1 | 0
1 | 0 | 0
1 | 1 | 0
1 | 1 | 0
1 | 1 | 0
1 | 1 | 0
1 | 0 | 0
0 | 0 | 0
0 | 0 | 0
0 | 0 | 0
0 | 0 | 0
0 | 0 | 0
0 | 0 | 0
0 | 0 | 0
0 | 0 | 0
0 | 0 | 0
0 | 0 | 0
0 | 0 | 0
0 | 0 | 0
0 | 0 | 0
0 | 0 | 0
1 | 0 | 0
1 | 1 | 0
1 | 1 | 0
1 | 1 | 0
1 | 0 | 0
1 | 1 | 0
1 | 1 | 0
1 | 1 | 0
1 | 1 | 0
1 | 0 | 0
0 | 0 | 0
0 | 0 | 0
0 | 0 | 0
0 | 0 | 0
0 | 0 | 0
0 | 0 | 0
0 | 0 | 0
0 | 0 | 0
0 | 0 | 0
0 | 0 | 0
0 | 0 | 0
0 | 0 | 0
0 | 0 | 0
0 | 0 | 0
1 | 0 | 0
1 | 1 | 0
1 | 1 | 0
1 | 1 | 0
1 | 0 | 0
1 | 1 | 0
1 | 1 | 0
1 | 1 | 0
1 | 1 | 0
1 | 0 | 0
0 | 0 | 0
0 | 0 | 0
0 | 0 | 0
0 | 0 | 0
0 | 0 | 0
0 | 0 | 0
0 | 0 | 0
0 | 0 | 0
0 | 0 | 0
0 | 0 | 0
0 | 0 | 0
0 | 0 | 0
0 | 0 | 0
0 | 0 | 0
1 | 0 | 0
1 | 0 | 0
1 | 0 | 0
1 | 0 | 0
1 | 0 | 0
1 | 0 | 0
1 | 0 | 0
1 | 0 | 0
1 | 0 | 0
1 | 0 | 0
0 | 0 | 0
0 | 0 | 0
0 | 0 | 0
0 | 0 | 0
0 | 0 | 0
0 | 0 | 0
0 | 0 | 0
0 | 0 | 0
0 | 0 | 0
0 | 0 | 0
0 | 0 | 0
0 | 0 | 0
0 | 0 | 0
0 | 0 | 0
1 | 0 | 0
1 | 0 | 0
1 | 0 | 0
1 | 0 | 0
1 | 0 | 0
1 | 0 | 0
1 | 0 | 0
1 | 0 | 0
1 | 0 | 0
1 | 0 | 0
0 | 0 | 0
0 | 0 | 0
0 | 0 | 0
0 | 0 | 0
0 | 0 | 0
0 | 0 | 0
0 | 0 | 0
0 | 0 | 0
0 | 0 | 0
0 | 0 | 0
0 | 0 | 0
0 | 0 | 0
0 | 0 | 0
0 | 0 | 0
1 | 0 | 0
1 | 1 | 0
1 | 1 | 0
1 | 1 | 0
1 | 0 | 0
1 | 1 | 0
1 | 1 | 0
1 | 1 | 0
1 | 1 | 0
1 | 0 | 0
0 | 0 | 0
0 | 0 | 0
0 | 0 | 0
0 | 0 | 0
0 | 0 | 0
0 | 0 | 0

## ZoneLoad
Name | PeopleDensity | IlluminanceTarget | LightingPowerDensity | EquipmentPowerDensity | OccupancySchedule | EquipmentAvailibilitySchedule | LightsAvailibilitySchedule | Category | DataSource
BedroomLoads | 0.025 | 200 | 9.5 | 2 | occBedroom | equipBedroom | lightsBedroom | Residential | SIA Merkblatt 2024
KitchenLoads | 0.2 | 500 | 17 | 40 | occKitchen | equipKitchen | lightsKitchen | Residential | SIA Merkblatt 2025
SingleOfficeLoads | 0.071429 | 500 | 16 | 7 | occOffice | equipOffice | lightsOffice | Office | SIA Merkblatt 2026
MeetingRoomLoads | 0.33333 | 500 | 16 | 2 | occMeetingRoom | equipMeetingRoom | lightsMeetingRoom | Office | SIA Merkblatt 2027
Sibley_All | 0.06 | 500 | 6 | 61.6 | occOffice | SibleyElec | AllOn | Education | Unknown
White_All | 0.1 | 500 | 6 | 323.78 | occOffice | WhiteElec | AllOn | Education | Unknown
Rand_All | 0.1 | 500 | 6 | 116.39 | occOffice | RandElec | AllOn | Education | Unknown
Milstein_All | 0.06 | 500 | 6 | 178.15 | occOffice | MilsteinElec | AllOn | Education | Unknown
Morrill_All | 0.1 | 500 | 6 | 79.47 | occOffice | MorillElec | AllOn | Education | Unknown
Tjaden_All | 0.1 | 500 | 6 | 112.0992 | occOffice | TjadenElec | AllOn | Education | Unknown
McGraw_All | 0.1 | 500 | 6 | 46.5385 | occOffice | McGrawElec | AllOn | Education | Unknown
Stimson_All | 0.5 | 500 | 6 | 53.4272 | occOffice | StimsonElec | AllOn | Education | Unknown
Lincoln_All | 0.5 | 500 | 6 | 75.3384 | occOffice | Lincoln_Elec | AllOn | Education | Unknown

## ZoneConditioning
Name | HeatingSetpoint | CoolingSetpoint | MechVentIsOn | MinFreshAirPerson | MinFreshAirArea | Category
BedroomHeatingCoolingMechVent | 19 | 26 | true | 2.5 | 0.3 | Residential
KitchenHeatingCoolingMechVent | 20 | 26 | true | 3.9 | 0.9 | Residential
OfficeHeatingCoolingMechVent | 20 | 26 | true | 2.5 | 0.3 | Office
MeetingRoomHeatingCoolingMechVent | 20 | 26 | true | 3.8 | 0.3 | Office
LectureHallHeatingCoolingMechVent | 20 | 26 | true | 3.8 | 0.3 | Education
Sibley_All | 22 | 24 | false | 0.001 | 0.001 | Education
White_All | 22 | 24 | false | 0.001 | 0.001 | Education
Rand_All | 22 | 24 | false | 0.001 | 0.001 | Education
Milstein_All | 22 | 24 | false | 0.001 | 0.001 | Education
Morrill_All | 22 | 24 | false | 0.001 | 0.001 | Education
Tjaden_All | 22 | 24 | false | 0.001 | 0.001 | Education
McGraw_All | 22 | 24 | false | 0.001 | 0.001 | Education
Stimson_All | 22 | 24 | false | 0.001 | 0.001 | Education
Lincoln_All | 22 | 24 | false | 0.001 | 0.001 | Education

## ZoneVentilation
Name | InfiltrationIsOn | InfiltrationAch | InfiltrationModel | Category
PoorAirTightness | true | 1.2 | 1 | Infiltration
ModerateAirTightness | true | 0.5 | 1 | Infiltration
GoodAirTightness | true | 0.15 | 1 | Infiltration
Sibley_All | true | 2 | 1 | Infiltration
White_All | true | 3 | 1 | Infiltration
Rand_All | true | 2.9 | 1 | Infiltration
Milstein_All | true | 0.5 | 1 | Infiltration
Morrill_All | true | 2.5 | 1 | Infiltration
Tjaden_All | true | 3 | 1 | Infiltration
McGraw_All | true | 2 | 1 | Infiltration
Stimson_All | true | 2 | 1 | Infiltration
Lincoln_All | true | 1.5 | 1 | Infiltration
Note on D1: Timur: 0 = Constant, 1 = Wind

## ZoneConstruction
Name | RoofConstruction | FacadeConstruction | SlabConstruction | GroundConstruction | PartitionConstruction
SolidWood | 300mmConcrete 80mmInsulation 80mmScreed | 300mmInsulation 94mmSolidWood 24mmGypsum | 150mmScreedWithImpactSoundInsulation 140mmSolidWood | 120mmInsulation 200mmConcrete | 12mmGypsum 78mmSolidWood 12mmGypsum
Sibley_UpperFloors | SibleyRoof | SibleyBrickWall | SibleyRoof | defaultConstruction | SibleyPartition
Sibley_Roof | SibleyRoof | SibleyBrickWall | SibleyRoof | defaultConstruction | SibleyPartition
White_UpperFloors | SibleyRoof | SibleyBrickWall | SibleyRoof | defaultConstruction | SibleyPartition
White_Roof | SibleyRoof | SibleyBrickWall | SibleyRoof | defaultConstruction | SibleyPartition
Rand_UpperFloors | SibleyRoof | SibleyBrickWall | SibleyRoof | defaultConstruction | SibleyPartition
Milstein_UpperFloors | Milstein | Milstein | Milstein | defaultConstruction | ConcretePartition
Milstein_Roof | Milstein | Milstein | Milstein | defaultConstruction | ConcretePartition

## DomHotWater
Name | FlowRatePerFloorArea | WaterSchedule | WaterTemperatureInlet | WaterSupplyTemperature
Off | 0 | AllOn | 0 | 0
House | 1.03 | AllOn | 10 | 60

## Zone
Name | ZoneLoad | ZoneConditioning | Ventilation | DomHotWater | ZoneConstruction
Bedroom | BedroomLoads | BedroomHeatingCoolingMechVent | ModerateAirTightness | House | Default
Kitchen | KitchenLoads | KitchenHeatingCoolingMechVent | ModerateAirTightness | House | Default
Office | SingleOfficeLoads | OfficeHeatingCoolingMechVent | ModerateAirTightness | Off | Default
MeetingRoom | MeetingRoomLoads | MeetingRoomHeatingCoolingMechVent | ModerateAirTightness | Off | Default
Sibley_B | Sibley_All | Sibley_All | Sibley_All | Off | Sibley_UpperFloors
Sibley_G | Sibley_All | Sibley_All | Sibley_All | Off | Sibley_UpperFloors
Sibley_Int | Sibley_All | Sibley_All | Sibley_All | Off | Sibley_UpperFloors
Sibley | Sibley_All | Sibley_All | Sibley_All | Off | Sibley_UpperFloors
Sibley_R | Sibley_All | Sibley_All | Sibley_All | Off | Sibley_Roof
White_B | White_All | White_All | White_All | Off | White_UpperFloors
White_G | White_All | White_All | White_All | Off | White_UpperFloors
White_Int | White_All | White_All | White_All | Off | White_UpperFloors
White_R | White_All | White_All | White_All | Off | White_Roof
Rand_G | Rand_All | Rand_All | Rand_All | Off | Rand_UpperFloors
Rand_Int | Rand_All | Rand_All | Rand_All | Off | Rand_UpperFloors
Rand_R | Rand_All | Rand_All | Rand_All | Off | Rand_UpperFloors
Milstein_B | Milstein_All | Milstein_All | Milstein_All | Off | Milstein_UpperFloors
Milstein_G | Milstein_All | Milstein_All | Milstein_All | Off | Milstein_UpperFloors
Milstein_R | Milstein_All | Milstein_All | Milstein_All | Off | Milstein_Roof
Morrill_B | Morrill_All | Morrill_All | Morrill_All | Off | White_UpperFloors
Morrill_G | Morrill_All | Morrill_All | Morrill_All | Off | White_UpperFloors
Morrill_Int | Morrill_All | Morrill_All | Morrill_All | Off | White_UpperFloors
Morrill_R | Morrill_All | Morrill_All | Morrill_All | Off | White_Roof
Lincoln_B | Lincoln_All | Lincoln_All | Lincoln_All | Off | Lincoln_UpperFloors
Lincoln_G | Lincoln_All | Lincoln_All | Lincoln_All | Off | Lincoln_UpperFloors
Lincoln_Int | Lincoln_All | Lincoln_All | Lincoln_All | Off | Lincoln_UpperFloors
Lincoln_R | Lincoln_All | Lincoln_All | Lincoln_All | Off | Lincoln_Roof
Tjaden_B | Tjaden_All | Tjaden_All | Tjaden_All | Off | Tjaden_UpperFloors
Tjaden_G | Tjaden_All | Tjaden_All | Tjaden_All | Off | Tjaden_UpperFloors
Tjaden_Int | Tjaden_All | Tjaden_All | Tjaden_All | Off | Tjaden_UpperFloors
Tjaden_R | Tjaden_All | Tjaden_All | Tjaden_All | Off | Tjaden_Roof
Stimson_B | Stimson_All | Stimson_All | Stimson_All | Off | Stimson_UpperFloors
Stimson_G | Stimson_All | Stimson_All | Stimson_All | Off | Stimson_UpperFloors
Simson_Int | Stimson_All | Stimson_All | Stimson_All | Off | Stimson_UpperFloors
Stimson_R | Stimson_All | Stimson_All | Stimson_All | Off | Stimson_Roof

## Window
Name | Type | ShadingSystemSetPoint | ShadingSystemTransmittance | Construction | ShadingSystemAvailibilitySchedule | OperableArea | ShadingSystemIsOn | ShadingSystemType | ZoneMixingAvailibilitySchedule | Comment
WindowNoShade | 0 | 180 | 0.5 | defaultGlazing | AllOn | 0.8 | true | 0 | AllOn | No comments

## Building
BuildingID | Type | Name | isBasement | NorthWWR | EastWWR | SouthWWR | WestWWR | RoofWWR | NorthOverhang | EastOverhang | SouthOverhang | WestOverhang | NorthWingwall | EastWingwall | SouthWingwall | WestWingwall | NorthWindowDefinition | EastWindowDefinition | SouthWindowDefinition | WestWindowDefinition | RoofWindowDefinition | ZoneDefinition | ZoneConstruction
Sibley | B | Sibley_B | TRUE | 0.05 | 0.093 | 0.3 | 0 | 0 | 0 | 0 | 0 | 0 | 0 | 0 | 0 | 0 | WindowNoShade | WindowNoShade | WindowNoShade | WindowNoShade | WindowNoShade | Sibley | Sibley_UpperFloors
Sibley | G | Sibley_G | FALSE | 0.2 | 0.33 | 0.33 | 0.113 | 0 | 0 | 0 | 0 | 0 | 0 | 0 | 0 | 0 | WindowNoShade | WindowNoShade | WindowNoShade | WindowNoShade | WindowNoShade | Sibley | Sibley_UpperFloors
Sibley | Int | Sibley_Int | FALSE | 0.2 | 0.33 | 0.33 | 0.113 | 0 | 1 | 2 | 3 | 4 | 1 | 2 | 3 | 4 | WindowNoShade | WindowNoShade | WindowNoShade | WindowNoShade | WindowNoShade | Sibley | Sibley_UpperFloors
Sibley | R | Sibley_R | FALSE | 0.1 | 0.105 | 0.1 | 0 | 0 | 0 | 0 | 0 | 0 | 0 | 0 | 0 | 0 | WindowNoShade | WindowNoShade | WindowNoShade | WindowNoShade | WindowNoShade | Sibley | Sibley_Roof
Rand | G | Rand_G | FALSE | 0.235 | 0.1 | 0.3 | 0 | 0 | 0 | 0 | 0 | 0 | 0 | 0 | 0 | 0 | WindowNoShade | WindowNoShade | WindowNoShade | WindowNoShade | WindowNoShade | Rand_G | Sibley_UpperFloors
Rand | Int | Rand_Int | FALSE | 0.327 | 0.1 | 0.33 | 0 | 0 | 0 | 0 | 0 | 0 | 0 | 0 | 0 | 0 | WindowNoShade | WindowNoShade | WindowNoShade | WindowNoShade | WindowNoShade | Rand_Int | Sibley_UpperFloors
Rand | R | Rand_R | FALSE | 0.213 | 0.1 | 0.24 | 0 | 0 | 0 | 0 | 0 | 0 | 0 | 0 | 0 | 0 | WindowNoShade | WindowNoShade | WindowNoShade | WindowNoShade | WindowNoShade | Rand_R | Sibley_UpperFloors
Milstein | B | Milstein_B | TRUE | 0 | 0 | 0 | 0 | 0 | 0 | 0 | 0 | 0 | 0 | 0 | 0 | 0 | WindowNoShade | WindowNoShade | WindowNoShade | WindowNoShade | WindowNoShade | Milstein_B | Sibley_UpperFloors
Milstein | G | Milstein_G | FALSE | 0.8 | 0.8 | 0.5 | 0.8 | 0 | 0 | 0 | 0 | 0 | 0 | 0 | 0 | 0 | WindowNoShade | WindowNoShade | WindowNoShade | WindowNoShade | WindowNoShade | Milstein_G | Sibley_UpperFloors
Milstein | R | Milstein_R | FALSE | 0.635 | 0.635 | 0.635 | 0.635 | 0.07 | 0 | 0 | 0 | 0 | 0 | 0 | 0 | 0 | WindowNoShade | WindowNoShade | WindowNoShade | WindowNoShade | WindowNoShade | Milstein_R | Sibley_UpperFloors
White | B | White_B | TRUE | 0.04 | 0.04 | 0.04 | 0.04 | 0 | 0 | 0 | 0 | 0 | 0 | 0 | 0 | 0 | WindowNoShade | WindowNoShade | WindowNoShade | WindowNoShade | WindowNoShade | White_B | Sibley_UpperFloors
White | G | White_R | FALSE | 0.07 | 0.25 | 0.07 | 0.25 | 0 | 0 | 0 | 0 | 0 | 0 | 0 | 0 | 0 | WindowNoShade | WindowNoShade | WindowNoShade | WindowNoShade | WindowNoShade | White_G | Sibley_UpperFloors
White | Int | White_Int | FALSE | 0.07 | 0.25 | 0.07 | 0.25 | 0 | 0 | 0 | 0 | 0 | 0 | 0 | 0 | 0 | WindowNoShade | WindowNoShade | WindowNoShade | WindowNoShade | WindowNoShade | White_Int | Sibley_UpperFloors
White | R | White_R | FALSE | 0.06 | 0.06 | 0.06 | 0.06 | 0 | 0 | 0 | 0 | 0 | 0 | 0 | 0 | 0 | WindowNoShade | WindowNoShade | WindowNoShade | WindowNoShade | WindowNoShade | White_R | Sibley_UpperFloors
Morrill | B | Morrill_B | TRUE | 0.04 | 0.04 | 0.04 | 0.04 | 0 | 0 | 0 | 0 | 0 | 0 | 0 | 0 | 0 | WindowNoShade | WindowNoShade | WindowNoShade | WindowNoShade | WindowNoShade | Morrill_B | Sibley_UpperFloors
Morrill | G | Morrill_G | FALSE | 0.07 | 0.25 | 0.07 | 0.25 | 0 | 0 | 0 | 0 | 0 | 0 | 0 | 0 | 0 | WindowNoShade | WindowNoShade | WindowNoShade | WindowNoShade | WindowNoShade | Morrill_G | Sibley_UpperFloors
Morrill | Int | Morrill_Int | FALSE | 0.07 | 0.25 | 0.07 | 0.25 | 0 | 0 | 0 | 0 | 0 | 0 | 0 | 0 | 0 | WindowNoShade | WindowNoShade | WindowNoShade | WindowNoShade | WindowNoShade | Morrill_Int | Sibley_UpperFloors
Morrill | R | Morrill_R | FALSE | 0.06 | 0.06 | 0.06 | 0.06 | 0 | 0 | 0 | 0 | 0 | 0 | 0 | 0 | 0 | WindowNoShade | WindowNoShade | WindowNoShade | WindowNoShade | WindowNoShade | Morrill_R | Sibley_UpperFloors
Lincoln | B | Lincoln_B | TRUE | 0.1 | 0 | 0.1 | 0.149 | 0 | 0 | 0 | 0 | 0 | 0 | 0 | 0 | 0 | WindowNoShade | WindowNoShade | WindowNoShade | WindowNoShade | WindowNoShade | Lincoln_B | Sibley_UpperFloors
Lincoln | G | Lincoln_G | FALSE | 0.1 | 0.354 | 0.1 | 0.134 | 0 | 0 | 0 | 0 | 0 | 0 | 0 | 0 | 0 | WindowNoShade | WindowNoShade | WindowNoShade | WindowNoShade | WindowNoShade | Lincoln_G | Sibley_UpperFloors
Lincoln | Int | Lincoln_Int | FALSE | 0.1 | 0.354 | 0.1 | 0.134 | 0 | 0 | 0 | 0 | 0 | 0 | 0 | 0 | 0 | WindowNoShade | WindowNoShade | WindowNoShade | WindowNoShade | WindowNoShade | Lincoln_Int | Sibley_UpperFloors
Lincoln | R | Lincoln_R | FALSE | 0.113 | 0 | 0.113 | 0.082 | 0 | 0 | 0 | 0 | 0 | 0 | 0 | 0 | 0 | WindowNoShade | WindowNoShade | WindowNoShade | WindowNoShade | WindowNoShade | Lincoln_R | Sibley_UpperFloors
Tjaden | B | Tjaden_B | TRUE | 0.15 | 0 | 0.132 | 0 | 0 | 0 | 0 | 0 | 0 | 0 | 0 | 0 | 0 | WindowNoShade | WindowNoShade | WindowNoShade | WindowNoShade | WindowNoShade | Tjaden_B | Sibley_UpperFloors
Tjaden | G | Tjaden_G | FALSE | 0.121 | 0.04 | 0.132 | 0.06 | 0 | 0 | 0 | 0 | 0 | 0 | 0 | 0 | 0 | WindowNoShade | WindowNoShade | WindowNoShade | WindowNoShade | WindowNoShade | Tjaden_G | Sibley_UpperFloors
Tjaden | Int | Tjaden_Int | FALSE | 0.1 | 0.04 | 0.132 | 0.078 | 0 | 0 | 0 | 0 | 0 | 0 | 0 | 0 | 0 | WindowNoShade | WindowNoShade | WindowNoShade | WindowNoShade | WindowNoShade | Tjaden_Int | Sibley_UpperFloors
Tjaden | R | Tjaden_R | FALSE | 0.26 | 0.08 | 0.064 | 0.02 | 0.05 | 0 | 0 | 0 | 0 | 0 | 0 | 0 | 0 | WindowNoShade | WindowNoShade | WindowNoShade | WindowNoShade | WindowNoShade | Tjaden_R | Sibley_UpperFloors
Stimson | B | Stimson_B | TRUE | 0.2 | 0.2 | 0.2 | 0.13 | 0 | 0 | 0 | 0 | 0 | 0 | 0 | 0 | 0 | WindowNoShade | WindowNoShade | WindowNoShade | WindowNoShade | WindowNoShade | Stimson_B | Sibley_UpperFloors
Stimson | G | Stimson_G | FALSE | 0.2 | 0.2 | 0.2 | 0.2 | 0 | 0 | 0 | 0 | 0 | 0 | 0 | 0 | 0 | WindowNoShade | WindowNoShade | WindowNoShade | WindowNoShade | WindowNoShade | Stimson_G | Sibley_UpperFloors
Stimson | Int | Simson_Int | FALSE | 0.36 | 0.36 | 0.36 | 0.226 | 0 | 0 | 0 | 0 | 0 | 0 | 0 | 0 | 0 | WindowNoShade | WindowNoShade | WindowNoShade | WindowNoShade | WindowNoShade | Simson_Int | Sibley_UpperFloors
Stimson | R | Stimson_R | FALSE | 0.09 | 0.09 | 0.09 | 0.09 | 0 | 0 | 0 | 0 | 0 | 0 | 0 | 0 | 0 | WindowNoShade | WindowNoShade | WindowNoShade | WindowNoShade | WindowNoShade | Stimson_R | Sibley_UpperFloors